## pipes
Long Description (Family) | Compatible Standard | Manufacturer | Material | Material Code | Long Description (Size) | Short Description | Spec | Size | Line Number Tag | Design Std | Content Iso Symbol Definition | Design Pressure Factor | End Type | Engagement Length | Facing | Flange Std | Gasket Std | Port Unit | Matching Pipe OD | Nominal Diameter | Position X | Position Y | Position Z | Pressure Class | Schedule | Status | Wall Thickness | Weight | Weight Unit | Required Spec | Insulation Thickness | Insulation Type | Service | Tag | Tie In Number | Shop/Field | DWG Number | PnPID | Item Code | Flange Thickness | Tracing Type | Tracing Spec | Insulation Spec | Spool Number | Unit | Length | Use Fixed Length | Cut Length | lengthPipe
PIPE, SCH 80, BE, B36.1, A-106 GR.B | ASTM A106 |  |  |  | PIPE, SEAMLESS, 80, 2" ND, PE, ASTM A106 | PIPE, SEAMLESS | A3A2 | 2" |  |  | TYPE=PIPE |  | PL |  |  |  |  | mm | 60.325 | 2 | 80.0028 | 12811.9816 | 3880.4706 |  | 80 | New |  |  | KG | [6 empty] | SHOP | SKID_GAS_RECUPERADO | 244346 | [7 empty] | 247.5675 | FALSE | 247.5675
PIPE, SCH 80, BE, B36.1, A-106 GR.B | ASTM A106 |  |  |  | PIPE, SEAMLESS, 80, 2" ND, PE, ASTM A106 | PIPE, SEAMLESS | A3A2 | 2" |  |  | TYPE=PIPE |  | PL |  |  |  |  | mm | 60.325 | 2 | 80.0028 | 12888.1816 | 4443.4637 |  | 80 | New |  |  | KG | [6 empty] | SHOP | SKID_GAS_RECUPERADO | 244347 | [7 empty] | 486.7931 | FALSE | 486.7931
PIPE, SEAMLESS, BE, SCH 80, B36.10, A106 Gr B | API 5L Gr. B |  |  |  | 3"-8" | PIPE, SEAMLESS | D | 4" |  |  | TYPE=PIPE |  | PL |  |  |  |  | mm | 114.3 | 4 | 584.7026 | 8522.7667 | 3177.0479 |  | STD | New |  | 22.32 | KG | [6 empty] | SHOP | SKID_GAS_RECUPERADO | 244348 | [7 empty] | 1337.1147 | FALSE | 1337.1147
PIPE, SEAMLESS, BE, SCH 80, B36.10, A106 Gr B | API 5L Gr. B |  |  |  | 3"-8" | PIPE, SEAMLESS | D | 4" |  |  | TYPE=PIPE |  | PL |  |  |  |  | mm | 114.3 | 4 | 584.7026 | 11952.1087 | 3329.4479 |  | STD | New |  | 22.32 | KG | [6 empty] | SHOP | SKID_GAS_RECUPERADO | 244349 | [7 empty] | 229.8747 | FALSE | 229.8747
PIPE, SEAMLESS, BE, SCH 80, B36.10, A106 Gr B | API 5L Gr. B |  |  |  | 3"-8" | PIPE, SEAMLESS | D | 4" |  |  | TYPE=PIPE |  | PL |  |  |  |  | mm | 114.3 | 4 | 584.7026 | 13435.5576 | 3434.0959 |  | STD | New |  | 22.32 | KG | [6 empty] | SHOP | SKID_GAS_RECUPERADO | 244350 | [7 empty] | 1392.0379 | FALSE | 1392.0379
PIPE, SEAMLESS, BE, SCH 80, B36.10, A106 Gr B | API 5L Gr. B |  |  |  | 3"-8" | PIPE, SEAMLESS | D | 4" |  |  | TYPE=PIPE |  | PL |  |  |  |  | mm | 114.3 | 4 | 3010.8839 | 1612.61 | 2102.3288 |  | STD | New |  | 22.32 | KG | [6 empty] | SHOP | SKID_GAS_RECUPERADO | 244351 | [7 empty] | 10861.515 | FALSE | 10861.515
PIPE, SEAMLESS, BE, SCH 80, B36.10, A106 Gr B | API 5L Gr. B |  |  |  | 3"-8" | PIPE, SEAMLESS | D | 4" |  |  | TYPE=PIPE |  | PL |  |  |  |  | mm | 114.3 | 4 | 1206.9426 | 11116.5246 | 4977.3603 |  | STD | New |  | 22.32 | KG | [6 empty] | SHOP | SKID_GAS_RECUPERADO | 244352 | [7 empty] | 469.8415 | FALSE | 469.8415
PIPE, SEAMLESS, BE, SCH 80, B36.10, A106 Gr B | API 5L Gr. B |  |  |  | 3"-8" | PIPE, SEAMLESS | D | 6" |  |  | TYPE=PIPE |  | PL |  |  |  |  | mm | 168.275 | 6 | 1359.3426 | 12425.2155 | 581.9962 |  | STD | Existing |  | 45.56 | KG | [6 empty] | SHOP | SKID_GAS_RECUPERADO | 244353 | [7 empty] | 981.2955 | FALSE | 981.2955
PIPE, SEAMLESS, PE, SCH 160, B36.10, A106 Gr. B | ASTM A106 Gr. B |  |  |  | 1/2"-1-1/2" | PIPE, SEAMLESS | D | 1/2" |  |  | TYPE=PIPE |  | PL |  |  |  |  | mm | 21.336 | 0.5 | 1359.3426 | 10261.4546 | 230.3236 |  | 10S | New |  | 1.95 | KG | [6 empty] | SHOP | SKID_GAS_RECUPERADO | 244354 | [7 empty] | 565.9247 | FALSE | 565.9247
PIPE, SEAMLESS, PE, SCH 160, B36.10, A106 Gr. B | ASTM A106 Gr. B |  |  |  | 1/2"-1-1/2" | PIPE, SEAMLESS | D | 1/2" |  |  | TYPE=PIPE |  | PL |  |  |  |  | mm | 21.336 | 0.5 | 1359.3426 | 10352.2026 | 811.9962 |  | 10S | New |  | 1.95 | KG | [6 empty] | SHOP | SKID_GAS_RECUPERADO | 244355 | [7 empty] | 75 | FALSE | 75
PIPE, SEAMLESS, PE, SCH 160, B36.10, A106 Gr. B | ASTM A106 Gr. B |  |  |  | 1/2"-1-1/2" | PIPE, SEAMLESS | D | 1/2" |  |  | TYPE=PIPE |  | PL |  |  |  |  | mm | 21.336 | 0.5 | 1087.0194 | 10261.4639 | 214.5756 |  | 10S | New |  | 1.95 | KG | [6 empty] | SHOP | SKID_GAS_RECUPERADO | 244356 | [7 empty] | 75 | FALSE | 75
PIPE, SEAMLESS, PE, SCH 160, B36.10, A106 Gr. B | ASTM A106 Gr. B |  |  |  | 1/2"-1-1/2" | PIPE, SEAMLESS | D | 1/2" |  |  | TYPE=PIPE |  | PL |  |  |  |  | mm | 21.336 | 0.5 | 865.8989 | 10245.7235 | 214.5756 |  | 10S | New |  | 1.95 | KG | [6 empty] | SHOP | SKID_GAS_RECUPERADO | 244357 | [7 empty] | 75 | FALSE | 75
PIPE, SEAMLESS, PE, SCH 160, B36.10, A106 Gr. B | ASTM A106 Gr. B |  |  |  | 1/2"-1-1/2" | PIPE, SEAMLESS | D | 1/2" |  |  | TYPE=PIPE |  | PL |  |  |  |  | mm | 21.336 | 0.5 | 956.6474 | 10261.4684 | 214.5756 |  | 10S | New |  | 1.95 | KG | [6 empty] | SHOP | SKID_GAS_RECUPERADO | 244358 | [7 empty] | 75 | FALSE | 75
PIPE, SEAMLESS, PE, SCH 160, B36.10, A106 Gr. B | ASTM A106 Gr. B |  |  |  | 1/2"-1-1/2" | PIPE, SEAMLESS | D | 1/2" |  |  | TYPE=PIPE |  | PL |  |  |  |  | mm | 21.336 | 0.5 | 850.1514 | 10261.4721 | 214.5756 |  | 10S | New |  | 1.95 | KG | [6 empty] | SHOP | SKID_GAS_RECUPERADO | 244359 | [7 empty] | 75 | FALSE | 75
PIPE, SEAMLESS, PE, SCH 160, B36.10, A106 Gr. B | ASTM A106 Gr. B |  |  |  | 1/2"-1-1/2" | PIPE, SEAMLESS | B | 1" |  |  | TYPE=PIPE |  | PL |  |  |  |  | mm | 33.401 | 1 | 212.2469 | 10283.8459 | 214.5756 |  | 10S | New |  | 4.24 | KG | [6 empty] | SHOP | SKID_GAS_RECUPERADO | 244360 | [7 empty] | 100 | FALSE | 100
PIPE, SEAMLESS, PE, SCH 160, B36.10, A106 Gr. B | ASTM A106 Gr. B |  |  |  | 1/2"-1-1/2" | PIPE, SEAMLESS | B | 1/2" |  |  | TYPE=PIPE |  | PL |  |  |  |  | mm | 21.336 | 0.5 | 234.6031 | 10406.1972 | 214.5756 |  | 10S | New |  | 1.95 | KG | [6 empty] | SHOP | SKID_GAS_RECUPERADO | 244361 | [7 empty] | 75 | FALSE | 75
PIPE, SEAMLESS, PE, SCH 160, B36.10, A106 Gr. B | ASTM A106 Gr. B |  |  |  | 1/2"-1-1/2" | PIPE, SEAMLESS | B | 1/2" |  |  | TYPE=PIPE |  | PL |  |  |  |  | mm | 21.336 | 0.5 | 234.5982 | 10261.4932 | 214.5756 |  | 10S | New |  | 1.95 | KG | [6 empty] | SHOP | SKID_GAS_RECUPERADO | 244362 | [7 empty] | 75 | FALSE | 75
PIPE, SEAMLESS, PE, SCH 160, B36.10, A106 Gr. B | ASTM A106 Gr. B |  |  |  | 1/2"-1-1/2" | PIPE, SEAMLESS | D | 1/2" |  |  | TYPE=PIPE |  | PL |  |  |  |  | mm | 21.336 | 0.5 | 1118.5154 | 10261.4629 | 214.5756 |  | 10S | New |  | 1.95 | KG | [6 empty] | SHOP | SKID_GAS_RECUPERADO | 244363 | [7 empty] | 75.0857 | FALSE | 75.0857
PIPE, SEAMLESS, PE, SCH 160, B36.10, A106 Gr. B | ASTM A106 Gr. B |  |  |  | 1/2"-1-1/2" | PIPE, SEAMLESS | D | 1/2" |  |  | TYPE=PIPE |  | PL |  |  |  |  | mm | 21.336 | 0.5 | 1087.0243 | 10406.1927 | 214.5756 |  | 10S | New |  | 1.95 | KG | [6 empty] | SHOP | SKID_GAS_RECUPERADO | 244364 | [7 empty] | 706.8092 | FALSE | 706.8092
PIPE, SEAMLESS, PE, SCH 160, B36.10, A106 Gr. B | ASTM A106 Gr. B |  |  |  | 1/2"-1-1/2" | PIPE, SEAMLESS | D | 1/2" |  |  | TYPE=PIPE |  | PL |  |  |  |  | mm | 21.336 | 0.5 | 1102.768 | 10277.2114 | 214.5756 |  | 10S | New |  | 1.95 | KG | [6 empty] | SHOP | SKID_GAS_RECUPERADO | 244365 | [7 empty] | 113.2328 | FALSE | 113.2328
PIPE, SEAMLESS, PE, SCH 160, B36.10, A106 Gr. B | ASTM A106 Gr. B |  |  |  | 1/2"-1-1/2" | PIPE, SEAMLESS | B | 1/2" |  |  | TYPE=PIPE |  | PL |  |  |  |  | mm | 21.336 | 0.5 | 926.5947 | 10254.2267 | 4355.5772 |  | 10S | New |  | 1.95 | KG | [6 empty] | SHOP | SKID_GAS_RECUPERADO | 244366 | [7 empty] | 75 | FALSE | 75
PIPE, SEAMLESS, PE, SCH 160, B36.10, A106 Gr. B | ASTM A106 Gr. B |  |  |  | 1/2"-1-1/2" | PIPE, SEAMLESS | B | 1/2" |  |  | TYPE=PIPE |  | PL |  |  |  |  | mm | 21.336 | 0.5 | 926.5947 | 9674.8267 | 4355.5772 |  | 10S | New |  | 1.95 | KG | [6 empty] | SHOP | SKID_GAS_RECUPERADO | 244367 | [7 empty] | 75 | FALSE | 75
PIPE, SEAMLESS, BE, SCH 40, B36.10, A106 Gr. B | API 5L Gr. B |  |  |  | 2"-24" | PIPE, SEAMLESS | B | 3" |  |  | TYPE=PIPE |  | PL |  |  |  |  | mm | 88.9 | 3 | 194.3028 | 10254.2267 | 4415.9022 |  | STD | New |  | 11.29 | KG | [6 empty] | SHOP | SKID_GAS_RECUPERADO | 244368 | [7 empty] | 889.4905 | FALSE | 889.4905
PIPE, SEAMLESS, BE, SCH 40, B36.10, A106 Gr. B | API 5L Gr. B |  |  |  | 2"-24" | PIPE, SEAMLESS | B | 3" |  |  | TYPE=PIPE |  | PL |  |  |  |  | mm | 88.9 | 3 | 194.3028 | 9674.8267 | 4415.9022 |  | STD | New |  | 11.29 | KG | [6 empty] | SHOP | SKID_GAS_RECUPERADO | 244369 | [7 empty] | 889.4905 | FALSE | 889.4905
PIPE, SEAMLESS, PE, SCH 160, B36.10, A106 Gr. B | ASTM A106 Gr. B |  |  |  | 1/2"-1-1/2" | PIPE, SEAMLESS | D | 1/2" |  |  | TYPE=PIPE |  | PL |  |  |  |  | mm | 21.336 | 0.5 | 582.9958 | 5855.7676 | 409.6829 |  | 10S | New |  | 1.95 | KG | [6 empty] | SHOP | SKID_GAS_RECUPERADO | 244370 | [7 empty] | 179.3633 | FALSE | 179.3633
PIPE, SEAMLESS, PE, SCH 160, B36.10, A106 Gr. B | ASTM A106 Gr. B |  |  |  | 1/2"-1-1/2" | PIPE, SEAMLESS | D | 1/2" |  |  | TYPE=PIPE |  | PL |  |  |  |  | mm | 21.336 | 0.5 | 729.236 | 8878.8716 | 214.5756 |  | 10S | New |  | 1.95 | KG | [6 empty] | SHOP | SKID_GAS_RECUPERADO | 244371 | [7 empty] | 706.8092 | FALSE | 706.8092
PIPE, SEAMLESS, PE, SCH 160, B36.10, A106 Gr. B | ASTM A106 Gr. B |  |  |  | 1/2"-1-1/2" | PIPE, SEAMLESS | D | 1/2" |  |  | TYPE=PIPE |  | PL |  |  |  |  | mm | 21.336 | 0.5 | 600.2547 | 8863.1279 | 214.5756 |  | 10S | New |  | 1.95 | KG | [6 empty] | SHOP | SKID_GAS_RECUPERADO | 244372 | [7 empty] | 113.2328 | FALSE | 113.2328
PIPE, SEAMLESS, PE, SCH 160, B36.10, A106 Gr. B | ASTM A106 Gr. B |  |  |  | 1/2"-1-1/2" | PIPE, SEAMLESS | D | 1/2" |  |  | TYPE=PIPE |  | PL |  |  |  |  | mm | 21.336 | 0.5 | 584.5072 | 8878.8765 | 214.5756 |  | 10S | New |  | 1.95 | KG | [6 empty] | SHOP | SKID_GAS_RECUPERADO | 244373 | [7 empty] | 75 | FALSE | 75
PIPE, SEAMLESS, PE, SCH 160, B36.10, A106 Gr. B | ASTM A106 Gr. B |  |  |  | 1/2"-1-1/2" | PIPE, SEAMLESS | D | 1/2" |  |  | TYPE=PIPE |  | PL |  |  |  |  | mm | 21.336 | 0.5 | 584.5224 | 9320.8331 | 214.5756 |  | 10S | New |  | 1.95 | KG | [6 empty] | SHOP | SKID_GAS_RECUPERADO | 244374 | [7 empty] | 75 | FALSE | 75
PIPE, SEAMLESS, PE, SCH 160, B36.10, A106 Gr. B | ASTM A106 Gr. B |  |  |  | 1/2"-1-1/2" | PIPE, SEAMLESS | D | 1/2" |  |  | TYPE=PIPE |  | PL |  |  |  |  | mm | 21.336 | 0.5 | 584.5294 | 9525.9257 | 214.5756 |  | 10S | New |  | 1.95 | KG | [6 empty] | SHOP | SKID_GAS_RECUPERADO | 244375 | [7 empty] | 75 | FALSE | 75
PIPE, SEAMLESS, PE, SCH 160, B36.10, A106 Gr. B | ASTM A106 Gr. B |  |  |  | 1/2"-1-1/2" | PIPE, SEAMLESS | D | 1/2" |  |  | TYPE=PIPE |  | PL |  |  |  |  | mm | 21.336 | 0.5 | 584.5257 | 9419.4297 | 214.5756 |  | 10S | New |  | 1.95 | KG | [6 empty] | SHOP | SKID_GAS_RECUPERADO | 244376 | [7 empty] | 75 | FALSE | 75
PIPE, SEAMLESS, PE, SCH 160, B36.10, A106 Gr. B | ASTM A106 Gr. B |  |  |  | 1/2"-1-1/2" | PIPE, SEAMLESS | D | 1/2" |  |  | TYPE=PIPE |  | PL |  |  |  |  | mm | 21.336 | 0.5 | 568.7808 | 9510.1782 | 214.5756 |  | 10S | New |  | 1.95 | KG | [6 empty] | SHOP | SKID_GAS_RECUPERADO | 244377 | [7 empty] | 75 | FALSE | 75
PIPE, SEAMLESS, PE, SCH 160, B36.10, A106 Gr. B | ASTM A106 Gr. B |  |  |  | 1/2"-1-1/2" | PIPE, SEAMLESS | D | 1/2" |  |  | TYPE=PIPE |  | PL |  |  |  |  | mm | 21.336 | 0.5 | 584.515 | 9107.8451 | 214.5756 |  | 10S | New |  | 1.95 | KG | [6 empty] | SHOP | SKID_GAS_RECUPERADO | 244378 | [7 empty] | 75 | FALSE | 75
PIPE, SEAMLESS, PE, SCH 160, B36.10, A106 Gr. B | ASTM A106 Gr. B |  |  |  | 1/2"-1-1/2" | PIPE, SEAMLESS | D | 1/2" |  |  | TYPE=PIPE |  | PL |  |  |  |  | mm | 21.336 | 0.5 | 584.5106 | 8977.4731 | 214.5756 |  | 10S | New |  | 1.95 | KG | [6 empty] | SHOP | SKID_GAS_RECUPERADO | 244379 | [7 empty] | 75 | FALSE | 75
PIPE, SEAMLESS, PE, SCH 160, B36.10, A106 Gr. B | ASTM A106 Gr. B |  |  |  | 1/2"-1-1/2" | PIPE, SEAMLESS | D | 1/2" |  |  | TYPE=PIPE |  | PL |  |  |  |  | mm | 21.336 | 0.5 | 584.5012 | 8359.5148 | 214.5756 |  | 10S | New |  | 1.95 | KG | [6 empty] | SHOP | SKID_GAS_RECUPERADO | 244380 | [7 empty] | 75 | FALSE | 75
PIPE, SEAMLESS, PE, SCH 160, B36.10, A106 Gr. B | ASTM A106 Gr. B |  |  |  | 1/2"-1-1/2" | PIPE, SEAMLESS | B | 1/2" |  |  | TYPE=PIPE |  | PL |  |  |  |  | mm | 21.336 | 0.5 | 729.2379 | 9656.2927 | 214.5756 |  | 10S | New |  | 1.95 | KG | [6 empty] | SHOP | SKID_GAS_RECUPERADO | 244381 | [7 empty] | 75 | FALSE | 75
PIPE, SEAMLESS, PE, SCH 160, B36.10, A106 Gr. B | ASTM A106 Gr. B |  |  |  | 1/2"-1-1/2" | PIPE, SEAMLESS | B | 1/2" |  |  | TYPE=PIPE |  | PL |  |  |  |  | mm | 21.336 | 0.5 | 584.5339 | 9656.2977 | 214.5756 |  | 10S | New |  | 1.95 | KG | [6 empty] | SHOP | SKID_GAS_RECUPERADO | 244382 | [7 empty] | 75 | FALSE | 75
PIPE, SEAMLESS, PE, SCH 160, B36.10, A106 Gr. B | ASTM A106 Gr. B |  |  |  | 1/2"-1-1/2" | PIPE, SEAMLESS | B | 1/2" |  |  | TYPE=PIPE |  | PL |  |  |  |  | mm | 21.336 | 0.5 | 713.493 | 9747.0413 | 214.5756 |  | 10S | New |  | 1.95 | KG | [6 empty] | SHOP | SKID_GAS_RECUPERADO | 244383 | [7 empty] | 113.208 | FALSE | 113.208
PIPE, SEAMLESS, PE, SCH 160, B36.10, A106 Gr. B | ASTM A106 Gr. B |  |  |  | 1/2"-1-1/2" | PIPE, SEAMLESS | D | 1/2" |  |  | TYPE=PIPE |  | PL |  |  |  |  | mm | 21.336 | 0.5 | 231.0488 | 6630.6188 | 307.3387 |  | 10S | New |  | 1.95 | KG | [6 empty] | SHOP | SKID_GAS_RECUPERADO | 244384 | [7 empty] | 75 | FALSE | 75
PIPE, SEAMLESS, PE, SCH 160, B36.10, A106 Gr. B | ASTM A106 Gr. B |  |  |  | 1/2"-1-1/2" | PIPE, SEAMLESS | D | 1/2" |  |  | TYPE=PIPE |  | PL |  |  |  |  | mm | 21.336 | 0.5 | 231.7388 | 7797.0297 | 307.3387 |  | 10S | New |  | 1.95 | KG | [6 empty] | SHOP | SKID_GAS_RECUPERADO | 244385 | [7 empty] | 75 | FALSE | 75
PIPE, SEAMLESS, PE, SCH 160, B36.10, A106 Gr. B | ASTM A106 Gr. B |  |  |  | 1/2"-1-1/2" | PIPE, SEAMLESS | D | 1/2" |  |  | TYPE=PIPE |  | PL |  |  |  |  | mm | 21.336 | 0.5 | 246.7741 | 7293.4166 | 307.3387 |  | 10S | New |  | 1.95 | KG | [6 empty] | SHOP | SKID_GAS_RECUPERADO | 244386 | [7 empty] | 113.2328 | FALSE | 113.2328
PIPE, SEAMLESS, PE, SCH 160, B36.10, A106 Gr. B | ASTM A106 Gr. B |  |  |  | 1/2"-1-1/2" | PIPE, SEAMLESS | D | 1/2" |  |  | TYPE=PIPE |  | PL |  |  |  |  | mm | 21.336 | 0.5 | 231.0452 | 6737.1148 | 307.3387 |  | 10S | New |  | 1.95 | KG | [6 empty] | SHOP | SKID_GAS_RECUPERADO | 244387 | [7 empty] | 75 | FALSE | 75
PIPE, SEAMLESS, PE, SCH 160, B36.10, A106 Gr. B | ASTM A106 Gr. B |  |  |  | 1/2"-1-1/2" | PIPE, SEAMLESS | D | 1/2" |  |  | TYPE=PIPE |  | PL |  |  |  |  | mm | 21.336 | 0.5 | 215.3003 | 6646.3663 | 307.3387 |  | 10S | New |  | 1.95 | KG | [6 empty] | SHOP | SKID_GAS_RECUPERADO | 244388 | [7 empty] | 75 | FALSE | 75
PIPE, SEAMLESS, PE, SCH 160, B36.10, A106 Gr. B | ASTM A106 Gr. B |  |  |  | 1/2"-1-1/2" | PIPE, SEAMLESS | D | 1/2" |  |  | TYPE=PIPE |  | PL |  |  |  |  | mm | 21.336 | 0.5 | 231.03 | 7179.0715 | 307.3387 |  | 10S | New |  | 1.95 | KG | [6 empty] | SHOP | SKID_GAS_RECUPERADO | 244389 | [7 empty] | 75 | FALSE | 75
PIPE, SEAMLESS, PE, SCH 160, B36.10, A106 Gr. B | ASTM A106 Gr. B |  |  |  | 1/2"-1-1/2" | PIPE, SEAMLESS | D | 1/2" |  |  | TYPE=PIPE |  | PL |  |  |  |  | mm | 21.336 | 0.5 | 375.7554 | 7277.673 | 307.3387 |  | 10S | New |  | 1.95 | KG | [6 empty] | SHOP | SKID_GAS_RECUPERADO | 244390 | [7 empty] | 706.8092 | FALSE | 706.8092
PIPE, SEAMLESS, PE, SCH 160, B36.10, A106 Gr. B | ASTM A106 Gr. B |  |  |  | 1/2"-1-1/2" | PIPE, SEAMLESS | D | 1/2" |  |  | TYPE=PIPE |  | PL |  |  |  |  | mm | 21.336 | 0.5 | 231.0345 | 7048.6995 | 307.3387 |  | 10S | New |  | 1.95 | KG | [6 empty] | SHOP | SKID_GAS_RECUPERADO | 244391 | [7 empty] | 75 | FALSE | 75
PIPE, SEAMLESS, PE, SCH 160, B36.10, A106 Gr. B | ASTM A106 Gr. B |  |  |  | 1/2"-1-1/2" | PIPE, SEAMLESS | D | 1/2" |  |  | TYPE=PIPE |  | PL |  |  |  |  | mm | 21.336 | 0.5 | 231.0266 | 7277.6681 | 307.3387 |  | 10S | New |  | 1.95 | KG | [6 empty] | SHOP | SKID_GAS_RECUPERADO | 244392 | [7 empty] | 75 | FALSE | 75
PIPE, SEAMLESS, PE, SCH 160, B36.10, A106 Gr. B | ASTM A106 Gr. B |  |  |  | 1/2"-1-1/2" | PIPE, SEAMLESS | D | 1/2" |  |  | TYPE=PIPE |  | PL |  |  |  |  | mm | 21.336 | 0.5 | 231.0418 | 6835.7114 | 307.3387 |  | 10S | New |  | 1.95 | KG | [6 empty] | SHOP | SKID_GAS_RECUPERADO | 244393 | [7 empty] | 75 | FALSE | 75
PIPE, SEAMLESS, PE, SCH 160, B36.10, A106 Gr. B | ASTM A106 Gr. B |  |  |  | 1/2"-1-1/2" | PIPE, SEAMLESS | B | 1/2" |  |  | TYPE=PIPE |  | PL |  |  |  |  | mm | 21.336 | 0.5 | 375.7573 | 6500.2518 | 307.3387 |  | 10S | New |  | 1.95 | KG | [6 empty] | SHOP | SKID_GAS_RECUPERADO | 244394 | [7 empty] | 75 | FALSE | 75
PIPE, SEAMLESS, PE, SCH 160, B36.10, A106 Gr. B | ASTM A106 Gr. B |  |  |  | 1/2"-1-1/2" | PIPE, SEAMLESS | D | 1/2" |  |  | TYPE=PIPE |  | PL |  |  |  |  | mm | 21.336 | 0.5 | 439.9702 | 10261.4861 | 214.5756 |  | 10S | New |  | 1.95 | KG | [6 empty] | SHOP | SKID_GAS_RECUPERADO | 244395 | [7 empty] | 75 | FALSE | 75
PIPE, SEAMLESS, PE, SCH 160, B36.10, A106 Gr. B | ASTM A106 Gr. B |  |  |  | 1/2"-1-1/2" | PIPE, SEAMLESS | D | 1/2" |  |  | TYPE=PIPE |  | PL |  |  |  |  | mm | 21.336 | 0.5 | 538.5668 | 10261.4827 | 214.5756 |  | 10S | New |  | 1.95 | KG | [6 empty] | SHOP | SKID_GAS_RECUPERADO | 244396 | [7 empty] | 75 | FALSE | 75
PIPE, SEAMLESS, PE, SCH 160, B36.10, A106 Gr. B | ASTM A106 Gr. B |  |  |  | 1/2"-1-1/2" | PIPE, SEAMLESS | D | 1 1/2" |  |  | TYPE=PIPE |  | PL |  |  |  |  | mm | 48.26 | 1.5 | 664.0776 | 8522.7667 | 3029.4479 |  | 10S | New |  | 7.25 | KG | [6 empty] | SHOP | SKID_GAS_RECUPERADO | 244397 | [7 empty] | 119.365 | FALSE | 119.365
PIPE, SEAMLESS, PE, SCH 160, B36.10, A106 Gr. B | ASTM A106 Gr. B |  |  |  | 1/2"-1-1/2" | PIPE, SEAMLESS | D | 1 1/2" |  |  | TYPE=PIPE |  | PL |  |  |  |  | mm | 48.26 | 1.5 | 1195.5276 | 8522.7667 | 3029.4479 |  | 10S | New |  | 7.25 | KG | [6 empty] | SHOP | SKID_GAS_RECUPERADO | 244398 | [7 empty] | 132.7 | FALSE | 132.7
PIPE, SEAMLESS, PE, SCH 160, B36.10, A106 Gr. B | ASTM A106 Gr. B |  |  |  | 1/2"-1-1/2" | PIPE, SEAMLESS | D | 1 1/2" |  |  | TYPE=PIPE |  | PL |  |  |  |  | mm | 48.26 | 1.5 | 999.3276 | 8522.7667 | 3029.4479 |  | 10S | New |  | 7.25 | KG | [6 empty] | SHOP | SKID_GAS_RECUPERADO | 244399 | [7 empty] | 125.715 | FALSE | 125.715
PIPE, SEAMLESS, PE, SCH 160, B36.10, A106 Gr. B | ASTM A106 Gr. B |  |  |  | 1/2"-1-1/2" | PIPE, SEAMLESS | D | 1/2" |  |  | TYPE=PIPE |  | PL |  |  |  |  | mm | 21.336 | 0.5 | 1031.0776 | 8522.7667 | 2997.6979 |  | 10S | New |  | 1.95 | KG | [6 empty] | SHOP | SKID_GAS_RECUPERADO | 244401 | [7 empty] | 75 | FALSE | 75
PIPE, SEAMLESS, BE, SCH 40, B36.10, A106 Gr. B | API 5L Gr. B |  |  |  | 2"-24" | PIPE, SEAMLESS | B | 3" |  |  | TYPE=PIPE |  | PL |  |  |  |  | mm | 88.9 | 3 | 1227.2776 | 8247.2174 | 3761.0937 |  | STD | New |  | 11.29 | KG | [6 empty] | SHOP | SKID_GAS_RECUPERADO | 244402 | [7 empty] | 172.1006 | FALSE | 172.1006
PIPE, SEAMLESS, BE, SCH 40, B36.10, A106 Gr. B | API 5L Gr. B |  |  |  | 2"-24" | PIPE, SEAMLESS | B | 6" |  |  | TYPE=PIPE |  | PL |  |  |  |  | mm | 168.275 | 6 | 80.0028 | 1924.6621 | 3175.1411 |  | STD | New |  | 28.26 | KG | [6 empty] | SHOP | SKID_GAS_RECUPERADO | 244403 | [7 empty] | 1835.7612 | FALSE | 1835.7612
PIPE, SEAMLESS, PE, SCH 160, B36.10, A106 Gr. B | ASTM A106 Gr. B |  |  |  | 1/2"-1-1/2" | PIPE, SEAMLESS | B | 1/2" |  |  | TYPE=PIPE |  | PL |  |  |  |  | mm | 21.336 | 0.5 | 1227.2776 | 8146.5417 | 3700.7687 |  | 10S | New |  | 1.95 | KG | [6 empty] | SHOP | SKID_GAS_RECUPERADO | 244404 | [7 empty] | 75 | FALSE | 75
PIPE, SEAMLESS, BE, SCH 40, B36.10, A106 Gr. B | API 5L Gr. B |  |  |  | 2"-24" | PIPE, SEAMLESS | B | 6" |  |  | TYPE=PIPE |  | PL |  |  |  |  | mm | 168.275 | 6 | 80.0028 | 7470.3681 | 3175.1411 |  | STD | New |  | 28.26 | KG | [6 empty] | SHOP | SKID_GAS_RECUPERADO | 244405 | [7 empty] | 5260.21 | FALSE | 5260.21
PIPE, SEAMLESS, BE, SCH 40, B36.10, A106 Gr. B | API 5L Gr. B |  |  |  | 2"-24" | PIPE, SEAMLESS | B | 3" |  |  | TYPE=PIPE |  | PL |  |  |  |  | mm | 88.9 | 3 | 1112.9776 | 7613.1161 | 3761.0937 |  | STD | New |  | 11.29 | KG | [6 empty] | SHOP | SKID_GAS_RECUPERADO | 244406 | [7 empty] | 918.6748 | FALSE | 918.6748
PIPE, SEAMLESS, PE, SCH 160, B36.10, A106 Gr. B | ASTM A106 Gr. B |  |  |  | 1/2"-1-1/2" | PIPE, SEAMLESS | D | 3/4" |  |  | TYPE=PIPE |  | PL |  |  |  |  | mm | 26.67 | 0.75 | 1093.8524 | 8030.1777 | 1145.383 |  | 10S | New |  | 2.9 | KG | [6 empty] | SHOP | SKID_GAS_RECUPERADO | 244407 | [7 empty] | 72.8885 | FALSE | 72.8885
PIPE, SEAMLESS, BE, SCH 80, B36.10, A106 Gr B | API 5L Gr. B |  |  |  | 3"-8" | PIPE, SEAMLESS | D | 4" |  |  | TYPE=PIPE |  | PL |  |  |  |  | mm | 114.3 | 4 | 1093.8524 | 7734.0867 | 1291.0723 |  | STD | New |  | 22.32 | KG | [6 empty] | SHOP | SKID_GAS_RECUPERADO | 244408 | [7 empty] | 533.0393 | FALSE | 533.0393
PIPE, SEAMLESS, PE, SCH 160, B36.10, A106 Gr. B | ASTM A106 Gr. B |  |  |  | 1/2"-1-1/2" | PIPE, SEAMLESS | D | 3/4" |  |  | TYPE=PIPE |  | PL |  |  |  |  | mm | 26.67 | 0.75 | 1093.8793 | 7886.5502 | 905.6119 |  | 10S | New |  | 2.9 | KG | [6 empty] | SHOP | SKID_GAS_RECUPERADO | 244409 | [7 empty] | 81.026 | FALSE | 81.026
PIPE, SEAMLESS, PE, SCH 160, B36.10, A106 Gr. B | ASTM A106 Gr. B |  |  |  | 1/2"-1-1/2" | PIPE, SEAMLESS | D | 3/4" |  |  | TYPE=PIPE |  | PL |  |  |  |  | mm | 26.67 | 0.75 | 1093.9094 | 8057.1366 | 905.6119 |  | 10S | New |  | 2.9 | KG | [6 empty] | SHOP | SKID_GAS_RECUPERADO | 244410 | [7 empty] | 192.4534 | FALSE | 192.4534
PIPE, SEAMLESS, PE, SCH 160, B36.10, A106 Gr. B | ASTM A106 Gr. B |  |  |  | 1/2"-1-1/2" | PIPE, SEAMLESS | D | 3/4" |  |  | TYPE=PIPE |  | PL |  |  |  |  | mm | 26.67 | 0.75 | 995.5004 | 8268.44 | 1145.383 |  | 10S | New |  | 2.9 | KG | [6 empty] | SHOP | SKID_GAS_RECUPERADO | 244411 | [7 empty] | 79.302 | FALSE | 79.302
PIPE, SEAMLESS, PE, SCH 160, B36.10, A106 Gr. B | ASTM A106 Gr. B |  |  |  | 1/2"-1-1/2" | PIPE, SEAMLESS | D | 3/4" |  |  | TYPE=PIPE |  | PL |  |  |  |  | mm | 26.67 | 0.75 | 1093.8524 | 7891.2492 | 1145.383 |  | 10S | New |  | 2.9 | KG | [6 empty] | SHOP | SKID_GAS_RECUPERADO | 244412 | [7 empty] | 85.725 | FALSE | 85.725
PIPE, SEAMLESS, PE, SCH 160, B36.10, A106 Gr. B | ASTM A106 Gr. B |  |  |  | 1/2"-1-1/2" | PIPE, SEAMLESS | D | 3/4" |  |  | TYPE=PIPE |  | PL |  |  |  |  | mm | 26.67 | 0.75 | 1093.8524 | 8058.5241 | 1145.383 |  | 10S | New |  | 2.9 | KG | [6 empty] | SHOP | SKID_GAS_RECUPERADO | 244413 | [7 empty] | 190.8659 | FALSE | 190.8659
PIPE, SEAMLESS, PE, SCH 160, B36.10, A106 Gr. B | ASTM A106 Gr. B |  |  |  | 1/2"-1-1/2" | PIPE, SEAMLESS | D | 1/2" |  |  | TYPE=PIPE |  | PL |  |  |  |  | mm | 21.336 | 0.5 | 1093.8524 | 7734.0867 | 1370.4473 |  | 10S | New |  | 1.95 | KG | [6 empty] | SHOP | SKID_GAS_RECUPERADO | 244414 | [7 empty] | 75 | FALSE | 75
PIPE, SEAMLESS, PE, SCH 160, B36.10, A106 Gr. B | ASTM A106 Gr. B |  |  |  | 1/2"-1-1/2" | PIPE, SEAMLESS | D | 1/2" |  |  | TYPE=PIPE |  | PL |  |  |  |  | mm | 21.336 | 0.5 | 1093.8524 | 7734.0867 | 678.658 |  | 10S | New |  | 1.95 | KG | [6 empty] | SHOP | SKID_GAS_RECUPERADO | 244415 | [7 empty] | 75 | FALSE | 75
PIPE, SEAMLESS, PE, SCH 160, B36.10, A106 Gr. B | ASTM A106 Gr. B |  |  |  | 1/2"-1-1/2" | PIPE, SEAMLESS | D | 3/4" |  |  | TYPE=PIPE |  | PL |  |  |  |  | mm | 26.67 | 0.75 | 1074.8768 | 8268.6434 | 905.6119 |  | 10S | New |  | 2.9 | KG | [6 empty] | SHOP | SKID_GAS_RECUPERADO | 244416 | [7 empty] | 164.2838 | FALSE | 164.2838
PIPE, SEAMLESS, PE, SCH 160, B36.10, A106 Gr. B | ASTM A106 Gr. B |  |  |  | 1/2"-1-1/2" | PIPE, SEAMLESS | D | 1/2" |  |  | TYPE=PIPE |  | PL |  |  |  |  | mm | 21.336 | 0.5 | 365.0558 | 13057.5647 | 214.5756 |  | 10S | New |  | 1.95 | KG | [6 empty] | SHOP | SKID_GAS_RECUPERADO | 244417 | [7 empty] | 75 | FALSE | 75
PIPE, SEAMLESS, PE, SCH 160, B36.10, A106 Gr. B | ASTM A106 Gr. B |  |  |  | 1/2"-1-1/2" | PIPE, SEAMLESS | D | 1/2" |  |  | TYPE=PIPE |  | PL |  |  |  |  | mm | 21.336 | 0.5 | 1012.6534 | 13062.3195 | 517.302 |  | 10S | New |  | 1.95 | KG | [6 empty] | SHOP | SKID_GAS_RECUPERADO | 244418 | [7 empty] | 286.9784 | FALSE | 286.9784
PIPE, SEAMLESS, PE, SCH 160, B36.10, A106 Gr. B | ASTM A106 Gr. B |  |  |  | 1/2"-1-1/2" | PIPE, SEAMLESS | D | 1/2" |  |  | TYPE=PIPE |  | PL |  |  |  |  | mm | 21.336 | 0.5 | 996.9054 | 13062.3195 | 214.5756 |  | 10S | New |  | 1.95 | KG | [6 empty] | SHOP | SKID_GAS_RECUPERADO | 244419 | [7 empty] | 501.5001 | FALSE | 501.5001
PIPE, SEAMLESS, PE, SCH 160, B36.10, A106 Gr. B | ASTM A106 Gr. B |  |  |  | 1/2"-1-1/2" | PIPE, SEAMLESS | D | 1/2" |  |  | TYPE=PIPE |  | PL |  |  |  |  | mm | 21.336 | 0.5 | 1146.2193 | 13195.8854 | 533.05 |  | 10S | New |  | 1.95 | KG | [6 empty] | SHOP | SKID_GAS_RECUPERADO | 244420 | [7 empty] | 86.5714 | FALSE | 86.5714
PIPE, SEAMLESS, PE, SCH 160, B36.10, A106 Gr. B | ASTM A106 Gr. B |  |  |  | 1/2"-1-1/2" | PIPE, SEAMLESS | D | 3/4" |  |  | TYPE=PIPE |  | PL |  |  |  |  | mm | 26.67 | 0.75 | 1385.2676 | 13828.7351 | 552.1 |  | 10S | New |  | 2.9 | KG | [6 empty] | SHOP | SKID_GAS_RECUPERADO | 244421 | [7 empty] | 292.1 | FALSE | 292.1
PIPE, SEAMLESS, PE, SCH 160, B36.10, A106 Gr. B | ASTM A106 Gr. B |  |  |  | 1/2"-1-1/2" | PIPE, SEAMLESS | D | 3/4" |  |  | TYPE=PIPE |  | PL |  |  |  |  | mm | 26.67 | 0.75 | 1385.2676 | 13725.7697 | 533.05 |  | 10S | New |  | 2.9 | KG | [6 empty] | SHOP | SKID_GAS_RECUPERADO | 244422 | [7 empty] | 83.9154 | FALSE | 83.9154
PIPE, SEAMLESS, PE, SCH 160, B36.10, A106 Gr. B | ASTM A106 Gr. B |  |  |  | 1/2"-1-1/2" | PIPE, SEAMLESS | D | 3/4" |  |  | TYPE=PIPE |  | PL |  |  |  |  | mm | 26.67 | 0.75 | 1385.2676 | 13725.7697 | 863.25 |  | 10S | New |  | 2.9 | KG | [6 empty] | SHOP | SKID_GAS_RECUPERADO | 244423 | [7 empty] | 83.9154 | FALSE | 83.9154
PIPE, SEAMLESS, PE, SCH 160, B36.10, A106 Gr. B | ASTM A106 Gr. B |  |  |  | 1/2"-1-1/2" | PIPE, SEAMLESS | D | 1/2" |  |  | TYPE=PIPE |  | PL |  |  |  |  | mm | 21.336 | 0.5 | 3010.8839 | 10518.6417 | 2029.3038 |  | 10S | New |  | 1.95 | KG | [6 empty] | SHOP | SKID_GAS_RECUPERADO | 244424 | [7 empty] | 75 | FALSE | 75
PIPE, SEAMLESS, PE, SCH 160, B36.10, A106 Gr. B | ASTM A106 Gr. B |  |  |  | 1/2"-1-1/2" | PIPE, SEAMLESS | D | 1/2" |  |  | TYPE=PIPE |  | PL |  |  |  |  | mm | 21.336 | 0.5 | 1877.2394 | 5110.8316 | 327.7468 |  | 10S | New |  | 1.95 | KG | [6 empty] | SHOP | SKID_GAS_RECUPERADO | 244425 | [7 empty] | 75 | FALSE | 75
PIPE, SEAMLESS, PE, SCH 160, B36.10, A106 Gr. B | ASTM A106 Gr. B |  |  |  | 1/2"-1-1/2" | PIPE, SEAMLESS | D | 1/2" |  |  | TYPE=PIPE |  | PL |  |  |  |  | mm | 21.336 | 0.5 | 1877.2335 | 4939.8196 | 327.7468 |  | 10S | New |  | 1.95 | KG | [6 empty] | SHOP | SKID_GAS_RECUPERADO | 244426 | [7 empty] | 75 | FALSE | 75
PIPE, SEAMLESS, PE, SCH 160, B36.10, A106 Gr. B | ASTM A106 Gr. B |  |  |  | 1/2"-1-1/2" | PIPE, SEAMLESS | D | 1/2" |  |  | TYPE=PIPE |  | PL |  |  |  |  | mm | 21.336 | 0.5 | 1861.513 | 5742.1334 | 327.7468 |  | 10S | New |  | 1.95 | KG | [6 empty] | SHOP | SKID_GAS_RECUPERADO | 244427 | [7 empty] | 75 | FALSE | 75
PIPE, SEAMLESS, PE, SCH 160, B36.10, A106 Gr. B | ASTM A106 Gr. B |  |  |  | 1/2"-1-1/2" | PIPE, SEAMLESS | D | 1/2" |  |  | TYPE=PIPE |  | PL |  |  |  |  | mm | 21.336 | 0.5 | 1877.2579 | 5651.3848 | 327.7468 |  | 10S | New |  | 1.95 | KG | [6 empty] | SHOP | SKID_GAS_RECUPERADO | 244428 | [7 empty] | 75 | FALSE | 75
PIPE, SEAMLESS, PE, SCH 160, B36.10, A106 Gr. B | ASTM A106 Gr. B |  |  |  | 1/2"-1-1/2" | PIPE, SEAMLESS | B | 1/2" |  |  | TYPE=PIPE |  | PL |  |  |  |  | mm | 21.336 | 0.5 | 2006.2251 | 5978.9964 | 327.7468 |  | 10S | New |  | 1.95 | KG | [6 empty] | SHOP | SKID_GAS_RECUPERADO | 244429 | [7 empty] | 113.208 | FALSE | 113.208
PIPE, SEAMLESS, PE, SCH 160, B36.10, A106 Gr. B | ASTM A106 Gr. B |  |  |  | 1/2"-1-1/2" | PIPE, SEAMLESS | D | 1/2" |  |  | TYPE=PIPE |  | PL |  |  |  |  | mm | 21.336 | 0.5 | 2021.9682 | 5110.8267 | 327.7468 |  | 10S | New |  | 1.95 | KG | [6 empty] | SHOP | SKID_GAS_RECUPERADO | 244430 | [7 empty] | 706.8092 | FALSE | 706.8092
PIPE, SEAMLESS, PE, SCH 160, B36.10, A106 Gr. B | ASTM A106 Gr. B |  |  |  | 1/2"-1-1/2" | PIPE, SEAMLESS | D | 1/2" |  |  | TYPE=PIPE |  | PL |  |  |  |  | mm | 21.336 | 0.5 | 1877.2545 | 5552.7882 | 327.7468 |  | 10S | New |  | 1.95 | KG | [6 empty] | SHOP | SKID_GAS_RECUPERADO | 244431 | [7 empty] | 75 | FALSE | 75
PIPE, SEAMLESS, PE, SCH 160, B36.10, A106 Gr. B | ASTM A106 Gr. B |  |  |  | 1/2"-1-1/2" | PIPE, SEAMLESS | D | 1/2" |  |  | TYPE=PIPE |  | PL |  |  |  |  | mm | 21.336 | 0.5 | 1892.9868 | 5095.083 | 327.7468 |  | 10S | New |  | 1.95 | KG | [6 empty] | SHOP | SKID_GAS_RECUPERADO | 244432 | [7 empty] | 113.2328 | FALSE | 113.2328
PIPE, SEAMLESS, PE, SCH 160, B36.10, A106 Gr. B | ASTM A106 Gr. B |  |  |  | 1/2"-1-1/2" | PIPE, SEAMLESS | B | 1/2" |  |  | TYPE=PIPE |  | PL |  |  |  |  | mm | 21.336 | 0.5 | 2021.97 | 5888.2479 | 327.7468 |  | 10S | New |  | 1.95 | KG | [6 empty] | SHOP | SKID_GAS_RECUPERADO | 244433 | [7 empty] | 75 | FALSE | 75
PIPE, SEAMLESS, PE, SCH 160, B36.10, A106 Gr. B | ASTM A106 Gr. B |  |  |  | 1/2"-1-1/2" | PIPE, SEAMLESS | B | 1/2" |  |  | TYPE=PIPE |  | PL |  |  |  |  | mm | 21.336 | 0.5 | 1877.266 | 5888.2528 | 327.7468 |  | 10S | New |  | 1.95 | KG | [6 empty] | SHOP | SKID_GAS_RECUPERADO | 244434 | [7 empty] | 75 | FALSE | 75
PIPE, SEAMLESS, PE, SCH 160, B36.10, A106 Gr. B | ASTM A106 Gr. B |  |  |  | 1/2"-1-1/2" | PIPE, SEAMLESS | D | 1/2" |  |  | TYPE=PIPE |  | PL |  |  |  |  | mm | 21.336 | 0.5 | 1877.2428 | 5209.4282 | 327.7468 |  | 10S | New |  | 1.95 | KG | [6 empty] | SHOP | SKID_GAS_RECUPERADO | 244435 | [7 empty] | 75 | FALSE | 75
PIPE, SEAMLESS, PE, SCH 160, B36.10, A106 Gr. B | ASTM A106 Gr. B |  |  |  | 1/2"-1-1/2" | PIPE, SEAMLESS | D | 1/2" |  |  | TYPE=PIPE |  | PL |  |  |  |  | mm | 21.336 | 0.5 | 1877.2472 | 5339.8002 | 327.7468 |  | 10S | New |  | 1.95 | KG | [6 empty] | SHOP | SKID_GAS_RECUPERADO | 244436 | [7 empty] | 75 | FALSE | 75
PIPE, SEAMLESS, PE, SCH 160, B36.10, A106 Gr. B | ASTM A106 Gr. B |  |  |  | 1/2"-1-1/2" | PIPE, SEAMLESS | D | 1/2" |  |  | TYPE=PIPE |  | PL |  |  |  |  | mm | 21.336 | 0.5 | 1877.2616 | 5757.8808 | 327.7468 |  | 10S | New |  | 1.95 | KG | [6 empty] | SHOP | SKID_GAS_RECUPERADO | 244437 | [7 empty] | 75 | FALSE | 75
PIPE, SEAMLESS, PE, SCH 160, B36.10, A106 Gr. B | ASTM A106 Gr. B |  |  |  | 1/2"-1-1/2" | PIPE, SEAMLESS | D | 1/2" |  |  | TYPE=PIPE |  | PL |  |  |  |  | mm | 21.336 | 0.5 | 1877.2383 | 5079.3356 | 327.7468 |  | 10S | New |  | 1.95 | KG | [6 empty] | SHOP | SKID_GAS_RECUPERADO | 244438 | [7 empty] | 75 | FALSE | 75
PIPE, SEAMLESS, PE, SCH 160, B36.10, A106 Gr. B | ASTM A106 Gr. B |  |  |  | 1/2"-1-1/2" | PIPE, SEAMLESS | D | 1/2" |  |  | TYPE=PIPE |  | PL |  |  |  |  | mm | 21.336 | 0.5 | 1771.9244 | 1460.21 | 827.7077 |  | 10S | New |  | 1.95 | KG | [6 empty] | SHOP | SKID_GAS_RECUPERADO | 244439 | [7 empty] | 75 | FALSE | 75
PIPE, SEAMLESS, PE, SCH 160, B36.10, A106 Gr. B | ASTM A106 Gr. B |  |  |  | 1/2"-1-1/2" | PIPE, SEAMLESS | D | 1/2" |  |  | TYPE=PIPE |  | PL |  |  |  |  | mm | 21.336 | 0.5 | 1404.9678 | 249.3267 | 208.5431 |  | 10S | New |  | 1.95 | KG | [6 empty] | SHOP | SKID_GAS_RECUPERADO | 244440 | [7 empty] | 75 | FALSE | 75
PIPE, SEAMLESS, PE, SCH 160, B36.10, A106 Gr. B | ASTM A106 Gr. B |  |  |  | 1/2"-1-1/2" | PIPE, SEAMLESS | D | 1/2" |  |  | TYPE=PIPE |  | PL |  |  |  |  | mm | 21.336 | 0.5 | 1617.9558 | 249.3194 | 208.5431 |  | 10S | New |  | 1.95 | KG | [6 empty] | SHOP | SKID_GAS_RECUPERADO | 244441 | [7 empty] | 75 | FALSE | 75
PIPE, SEAMLESS, PE, SCH 160, B36.10, A106 Gr. B | ASTM A106 Gr. B |  |  |  | 1/2"-1-1/2" | PIPE, SEAMLESS | D | 1/2" |  |  | TYPE=PIPE |  | PL |  |  |  |  | mm | 21.336 | 0.5 | 1748.3278 | 249.3149 | 208.5431 |  | 10S | New |  | 1.95 | KG | [6 empty] | SHOP | SKID_GAS_RECUPERADO | 244442 | [7 empty] | 75 | FALSE | 75
PIPE, SEAMLESS, PE, SCH 160, B36.10, A106 Gr. B | ASTM A106 Gr. B |  |  |  | 1/2"-1-1/2" | PIPE, SEAMLESS | D | 1/2" |  |  | TYPE=PIPE |  | PL |  |  |  |  | mm | 21.336 | 0.5 | 1215.6226 | 233.5852 | 208.5431 |  | 10S | New |  | 1.95 | KG | [6 empty] | SHOP | SKID_GAS_RECUPERADO | 244443 | [7 empty] | 75 | FALSE | 75
PIPE, SEAMLESS, PE, SCH 160, B36.10, A106 Gr. B | ASTM A106 Gr. B |  |  |  | 1/2"-1-1/2" | PIPE, SEAMLESS | B | 1/2" |  |  | TYPE=PIPE |  | PL |  |  |  |  | mm | 21.336 | 0.5 | 1069.5081 | 355.8126 | 208.5431 |  | 10S | New |  | 1.95 | KG | [6 empty] | SHOP | SKID_GAS_RECUPERADO | 244444 | [7 empty] | 75 | FALSE | 75
PIPE, SEAMLESS, PE, SCH 160, B36.10, A106 Gr. B | ASTM A106 Gr. B |  |  |  | 1/2"-1-1/2" | PIPE, SEAMLESS | D | 1/2" |  |  | TYPE=PIPE |  | PL |  |  |  |  | mm | 21.336 | 0.5 | 1199.8752 | 249.3337 | 208.5431 |  | 10S | New |  | 1.95 | KG | [6 empty] | SHOP | SKID_GAS_RECUPERADO | 244445 | [7 empty] | 75 | FALSE | 75
PIPE, SEAMLESS, PE, SCH 160, B36.10, A106 Gr. B | ASTM A106 Gr. B |  |  |  | 1/2"-1-1/2" | PIPE, SEAMLESS | B | 1/2" |  |  | TYPE=PIPE |  | PL |  |  |  |  | mm | 21.336 | 0.5 | 1069.5032 | 249.3382 | 208.5431 |  | 10S | New |  | 1.95 | KG | [6 empty] | SHOP | SKID_GAS_RECUPERADO | 244446 | [7 empty] | 75 | FALSE | 75
PIPE, SEAMLESS, PE, SCH 160, B36.10, A106 Gr. B | ASTM A106 Gr. B |  |  |  | 1/2"-1-1/2" | PIPE, SEAMLESS | D | 1/2" |  |  | TYPE=PIPE |  | PL |  |  |  |  | mm | 21.336 | 0.5 | 1306.3712 | 249.3301 | 208.5431 |  | 10S | New |  | 1.95 | KG | [6 empty] | SHOP | SKID_GAS_RECUPERADO | 244447 | [7 empty] | 75 | FALSE | 75
PIPE, SEAMLESS, PE, SCH 160, B36.10, A106 Gr. B | ASTM A106 Gr. B |  |  |  | 1/2"-1-1/2" | PIPE, SEAMLESS | D | 1/2" |  |  | TYPE=PIPE |  | PL |  |  |  |  | mm | 21.336 | 0.5 | 1140.1201 | 355.8101 | 208.5431 |  | 10S | New |  | 1.95 | KG | [6 empty] | SHOP | SKID_GAS_RECUPERADO | 244448 | [7 empty] | 706.8043 | FALSE | 706.8043
PIPE, SEAMLESS, BE, SCH 80, B36.10, A106 Gr B | API 5L Gr. B |  |  |  | 3"-8" | PIPE, SEAMLESS | D | 4" |  |  | TYPE=PIPE |  | PL |  |  |  |  | mm | 114.3 | 4 | 1261.8645 | 1307.81 | 4522.7209 |  | STD | New |  | 22.32 | KG | [6 empty] | SHOP | SKID_GAS_RECUPERADO | 244449 | [7 empty] | 413.9887 | FALSE | 413.9887
PIPE, SEAMLESS, PE, SCH 160, B36.10, A106 Gr. B | ASTM A106 Gr. B |  |  |  | 1/2"-1-1/2" | PIPE, SEAMLESS | D | 1/2" |  |  | TYPE=PIPE |  | PL |  |  |  |  | mm | 21.336 | 0.5 | 1068.3188 | 13117.9849 | 533.05 |  | 10S | New |  | 1.95 | KG | [6 empty] | SHOP | SKID_GAS_RECUPERADO | 244450 | [7 empty] | 62.9748 | FALSE | 62.9748
PIPE, SEAMLESS, PE, SCH 160, B36.10, A106 Gr. B | ASTM A106 Gr. B |  |  |  | 1/2"-1-1/2" | PIPE, SEAMLESS | B | 1" |  |  | TYPE=PIPE |  | PL |  |  |  |  | mm | 33.401 | 1 | 606.5497 | 5727.4457 | 214.5756 |  | 10S | New |  | 4.24 | KG | [6 empty] | SHOP | SKID_GAS_RECUPERADO | 244451 | [7 empty] | 580.3567 | FALSE | 580.3567
PIPE, SEAMLESS, PE, SCH 160, B36.10, A106 Gr. B | ASTM A106 Gr. B |  |  |  | 1/2"-1-1/2" | PIPE, SEAMLESS | B | 1" |  |  | TYPE=PIPE |  | PL |  |  |  |  | mm | 33.401 | 1 | 1209.2584 | 7399.3837 | 214.5756 |  | 10S | New |  | 4.24 | KG | [6 empty] | SHOP | SKID_GAS_RECUPERADO | 244452 | [7 empty] | 100 | FALSE | 100
PIPE, SEAMLESS, PE, SCH 160, B36.10, A106 Gr. B | ASTM A106 Gr. B |  |  |  | 1/2"-1-1/2" | PIPE, SEAMLESS | B | 1/2" |  |  | TYPE=PIPE |  | PL |  |  |  |  | mm | 21.336 | 0.5 | 1209.2584 | 7518.4337 | 214.5756 |  | 10S | New |  | 1.95 | KG | [6 empty] | SHOP | SKID_GAS_RECUPERADO | 244453 | [7 empty] | 75 | FALSE | 75
PIPE, SEAMLESS, PE, SCH 160, B36.10, A106 Gr. B | ASTM A106 Gr. B |  |  |  | 1/2"-1-1/2" | PIPE, SEAMLESS | D | 1/2" |  |  | TYPE=PIPE |  | PL |  |  |  |  | mm | 21.336 | 0.5 | 1359.3426 | 10450.7992 | 811.9962 |  | 10S | New |  | 1.95 | KG | [6 empty] | SHOP | SKID_GAS_RECUPERADO | 244454 | [7 empty] | 75 | FALSE | 75
PIPE, SEAMLESS, PE, SCH 160, B36.10, A106 Gr. B | ASTM A106 Gr. B |  |  |  | 1/2"-1-1/2" | PIPE, SEAMLESS | D | 1/2" |  |  | TYPE=PIPE |  | PL |  |  |  |  | mm | 21.336 | 0.5 | 751.5548 | 10261.4754 | 214.5756 |  | 10S | New |  | 1.95 | KG | [6 empty] | SHOP | SKID_GAS_RECUPERADO | 244455 | [7 empty] | 75 | FALSE | 75
PIPE, SEAMLESS, PE, SCH 160, B36.10, A106 Gr. B | ASTM A106 Gr. B |  |  |  | 1/2"-1-1/2" | PIPE, SEAMLESS | D | 1/2" |  |  | TYPE=PIPE |  | PL |  |  |  |  | mm | 21.336 | 0.5 | 584.5006 | 8268.7668 | 708.1575 |  | 10S | New |  | 1.95 | KG | [6 empty] | SHOP | SKID_GAS_RECUPERADO | 244456 | [7 empty] | 75 | FALSE | 75
PIPE, SEAMLESS, PE, SCH 160, B36.10, A106 Gr. B | ASTM A106 Gr. B |  |  |  | 1/2"-1-1/2" | PIPE, SEAMLESS | D | 1/2" |  |  | TYPE=PIPE |  | PL |  |  |  |  | mm | 21.336 | 0.5 | 584.5006 | 8268.7668 | 609.5609 |  | 10S | New |  | 1.95 | KG | [6 empty] | SHOP | SKID_GAS_RECUPERADO | 244457 | [7 empty] | 379.2372 | FALSE | 379.2372
PIPE, SEAMLESS, PE, SCH 160, B36.10, A106 Gr. B | ASTM A106 Gr. B |  |  |  | 1/2"-1-1/2" | PIPE, SEAMLESS | D | 1/2" |  |  | TYPE=PIPE |  | PL |  |  |  |  | mm | 21.336 | 0.5 | 582.582 | 5855.7676 | 609.5609 |  | 10S | New |  | 1.95 | KG | [6 empty] | SHOP | SKID_GAS_RECUPERADO | 244458 | [7 empty] | 144.5073 | FALSE | 144.5073
PIPE, SEAMLESS, PE, SCH 160, B36.10, A106 Gr. B | ASTM A106 Gr. B |  |  |  | 1/2"-1-1/2" | PIPE, SEAMLESS | D | 1/2" |  |  | TYPE=PIPE |  | PL |  |  |  |  | mm | 21.336 | 0.5 | 582.582 | 5855.7676 | 708.1575 |  | 10S | New |  | 1.95 | KG | [6 empty] | SHOP | SKID_GAS_RECUPERADO | 244459 | [7 empty] | 75 | FALSE | 75
PIPE, SEAMLESS, PE, SCH 160, B36.10, A106 Gr. B | ASTM A106 Gr. B |  |  |  | 1/2"-1-1/2" | PIPE, SEAMLESS | D | 1/2" |  |  | TYPE=PIPE |  | PL |  |  |  |  | mm | 21.336 | 0.5 | 584.1977 | 7887.7669 | 708.1575 |  | 10S | New |  | 1.95 | KG | [6 empty] | SHOP | SKID_GAS_RECUPERADO | 244460 | [7 empty] | 75 | FALSE | 75
PIPE, SEAMLESS, PE, SCH 160, B36.10, A106 Gr. B | ASTM A106 Gr. B |  |  |  | 1/2"-1-1/2" | PIPE, SEAMLESS | B | 1" |  |  | TYPE=PIPE |  | PL |  |  |  |  | mm | 33.401 | 1 | 1209.2584 | 7354.6797 | 214.5756 |  | 10S | New |  | 4.24 | KG | [6 empty] | SHOP | SKID_GAS_RECUPERADO | 244461 | [7 empty] | 1604.882 | FALSE | 1604.882
PIPE, SEAMLESS, PE, SCH 160, B36.10, A106 Gr. B | ASTM A106 Gr. B |  |  |  | 1/2"-1-1/2" | PIPE, SEAMLESS | B | 1/2" |  |  | TYPE=PIPE |  | PL |  |  |  |  | mm | 21.336 | 0.5 | 584.1977 | 5749.7977 | 214.5756 |  | 10S | New |  | 1.95 | KG | [6 empty] | SHOP | SKID_GAS_RECUPERADO | 244462 | [7 empty] | 90.2218 | FALSE | 90.2218
PIPE, SEAMLESS, PE, SCH 160, B36.10, A106 Gr. B | ASTM A106 Gr. B |  |  |  | 1/2"-1-1/2" | PIPE, SEAMLESS | D | 1/2" |  |  | TYPE=PIPE |  | PL |  |  |  |  | mm | 21.336 | 0.5 | 247.4899 | 7887.7772 | 307.3387 |  | 10S | New |  | 1.95 | KG | [6 empty] | SHOP | SKID_GAS_RECUPERADO | 244463 | [7 empty] | 320.9598 | FALSE | 320.9598
PIPE, SEAMLESS, PE, SCH 160, B36.10, A106 Gr. B | ASTM A106 Gr. B |  |  |  | 1/2"-1-1/2" | PIPE, SEAMLESS | D | 2" |  |  | TYPE=PIPE |  | PL |  |  |  |  | mm | 60.325 | 2 | 1261.8645 | 2067.4101 | 3754.8123 |  | 10S | New |  | 11.11 | KG | [6 empty] | SHOP | SKID_GAS_RECUPERADO | 244464 | [7 empty] | 202.3241 | FALSE | 202.3241
PIPE, SEAMLESS, PE, SCH 160, B36.10, A106 Gr. B | ASTM A106 Gr. B |  |  |  | 1/2"-1-1/2" | PIPE, SEAMLESS | D | 1/2" |  |  | TYPE=PIPE |  | PL |  |  |  |  | mm | 21.336 | 0.5 | 1261.8645 | 2113.4476 | 3856.3617 |  | 10S | New |  | 1.95 | KG | [6 empty] | SHOP | SKID_GAS_RECUPERADO | 244465 | [7 empty] | 75 | FALSE | 75
PIPE, SEAMLESS, BE, SCH 40, B36.10, A106 Gr. B | API 5L Gr. B |  |  |  | 2"-24" | PIPE, SEAMLESS | B | 3" |  |  | TYPE=PIPE |  | PL |  |  |  |  | mm | 88.9 | 3 | 194.3028 | 2067.4101 | 4188.2637 |  | STD | New |  | 11.29 | KG | [6 empty] | SHOP | SKID_GAS_RECUPERADO | 244466 | [7 empty] | 871.4865 | FALSE | 871.4865
PIPE, SEAMLESS, PE, SCH 160, B36.10, A106 Gr. B | ASTM A106 Gr. B |  |  |  | 1/2"-1-1/2" | PIPE, SEAMLESS | B | 1/2" |  |  | TYPE=PIPE |  | PL |  |  |  |  | mm | 21.336 | 0.5 | 876.2981 | 2067.4101 | 4127.9387 |  | 10S | New |  | 1.95 | KG | [6 empty] | SHOP | SKID_GAS_RECUPERADO | 244467 | [7 empty] | 75 | FALSE | 75
PIPE, SEAMLESS, BE, SCH 80, B36.10, A106 Gr B | API 5L Gr. B |  |  |  | 3"-8" | PIPE, SEAMLESS | D | 4" |  |  | TYPE=PIPE |  | PL |  |  |  |  | mm | 114.3 | 4 | 1127.4238 | 741.4213 | 3254.0857 |  | STD | New |  | 22.32 | KG | [6 empty] | SHOP | SKID_GAS_RECUPERADO | 244468 | [7 empty] | 1116.2352 | FALSE | 1116.2352
PIPE, SEAMLESS, BE, SCH 80, B36.10, A106 Gr B | API 5L Gr. B |  |  |  | 3"-8" | PIPE, SEAMLESS | D | 4" |  |  | TYPE=PIPE |  | PL |  |  |  |  | mm | 114.3 | 4 | 1261.8645 | 589.0213 | 3101.6857 |  | STD | New |  | 22.32 | KG | [6 empty] | SHOP | SKID_GAS_RECUPERADO | 244469 | [7 empty] | 481.0796 | FALSE | 481.0796
PIPE, SEAMLESS, PE, SCH 160, B36.10, A106 Gr. B | ASTM A106 Gr. B |  |  |  | 1/2"-1-1/2" | PIPE, SEAMLESS | D | 1" |  |  | TYPE=PIPE |  | PL |  |  |  |  | mm | 33.401 | 1 | 2394.4894 | 2079.0061 | 3101.6857 |  | 10S | New |  | 4.24 | KG | [6 empty] | SHOP | SKID_GAS_RECUPERADO | 244470 | [7 empty] | 100 | FALSE | 100
PIPE, SEAMLESS, PE, SCH 160, B36.10, A106 Gr. B | ASTM A106 Gr. B |  |  |  | 1/2"-1-1/2" | PIPE, SEAMLESS | D | 1" |  |  | TYPE=PIPE |  | PL |  |  |  |  | mm | 33.401 | 1 | 2394.4894 | 2223.7101 | 3101.6857 |  | 10S | New |  | 4.24 | KG | [6 empty] | SHOP | SKID_GAS_RECUPERADO | 244471 | [7 empty] | 100 | FALSE | 100
PIPE, SEAMLESS, PE, SCH 160, B36.10, A106 Gr. B | ASTM A106 Gr. B |  |  |  | 1/2"-1-1/2" | PIPE, SEAMLESS | D | 1" |  |  | TYPE=PIPE |  | PL |  |  |  |  | mm | 33.401 | 1 | 2394.4894 | 1948.8055 | 3101.6857 |  | 10S | New |  | 4.24 | KG | [6 empty] | SHOP | SKID_GAS_RECUPERADO | 244472 | [7 empty] | 100 | FALSE | 100
PIPE, SEAMLESS, PE, SCH 160, B36.10, A106 Gr. B | ASTM A106 Gr. B |  |  |  | 1/2"-1-1/2" | PIPE, SEAMLESS | D | 1" |  |  | TYPE=PIPE |  | PL |  |  |  |  | mm | 33.401 | 1 | 2394.4894 | 1686.6417 | 3101.6857 |  | 10S | New |  | 4.24 | KG | [6 empty] | SHOP | SKID_GAS_RECUPERADO | 244473 | [7 empty] | 100 | FALSE | 100
PIPE, SEAMLESS, PE, SCH 160, B36.10, A106 Gr. B | ASTM A106 Gr. B |  |  |  | 1/2"-1-1/2" | PIPE, SEAMLESS | D | 1" |  |  | TYPE=PIPE |  | PL |  |  |  |  | mm | 33.401 | 1 | 2394.4894 | 1384.5591 | 3101.6857 |  | 10S | New |  | 4.24 | KG | [6 empty] | SHOP | SKID_GAS_RECUPERADO | 244474 | [7 empty] | 100 | FALSE | 100
PIPE, SEAMLESS, PE, SCH 160, B36.10, A106 Gr. B | ASTM A106 Gr. B |  |  |  | 1/2"-1-1/2" | PIPE, SEAMLESS | D | 1" |  |  | TYPE=PIPE |  | PL |  |  |  |  | mm | 33.401 | 1 | 2394.4894 | 1514.7597 | 3101.6857 |  | 10S | New |  | 4.24 | KG | [6 empty] | SHOP | SKID_GAS_RECUPERADO | 244475 | [7 empty] | 100 | FALSE | 100
PIPE, SEAMLESS, PE, SCH 160, B36.10, A106 Gr. B | ASTM A106 Gr. B |  |  |  | 1/2"-1-1/2" | PIPE, SEAMLESS | D | 1" |  |  | TYPE=PIPE |  | PL |  |  |  |  | mm | 33.401 | 1 | 2372.1374 | 1262.2071 | 3101.6857 |  | 10S | New |  | 4.24 | KG | [6 empty] | SHOP | SKID_GAS_RECUPERADO | 244476 | [7 empty] | 113.6817 | FALSE | 113.6817
PIPE, SEAMLESS, PE, SCH 160, B36.10, A106 Gr. B | ASTM A106 Gr. B |  |  |  | 1/2"-1-1/2" | PIPE, SEAMLESS | D | 1" |  |  | TYPE=PIPE |  | PL |  |  |  |  | mm | 33.401 | 1 | 2236.1037 | 1284.5591 | 3101.6857 |  | 10S | New |  | 4.24 | KG | [6 empty] | SHOP | SKID_GAS_RECUPERADO | 244477 | [7 empty] | 909.433 | FALSE | 909.433
PIPE, SEAMLESS, PE, SCH 160, B36.10, A106 Gr. B | ASTM A106 Gr. B |  |  |  | 1/2"-1-1/2" | PIPE, SEAMLESS | B | 1 1/2" |  |  | TYPE=PIPE |  | PL |  |  |  |  | mm | 48.26 | 1.5 | 3320.0028 | 402.917 | 3109.8899 |  | 10S | New |  | 7.25 | KG | [6 empty] | SHOP | SKID_GAS_RECUPERADO | 244478 | [7 empty] | 120 | FALSE | 120
PIPE, SEAMLESS, BE, SCH 40, B36.10, A106 Gr. B | API 5L Gr. B |  |  |  | 2"-24" | PIPE, SEAMLESS | B | 2" |  |  | TYPE=PIPE |  | PL |  |  |  |  | mm | 60.325 | 2 | 3311.5743 | 1040.8419 | 3109.8899 |  | STD | New |  | 5.44 | KG | [6 empty] | SHOP | SKID_GAS_RECUPERADO | 244479 | [7 empty] | 400.875 | FALSE | 400.875
PIPE, SEAMLESS, PE, SCH 160, B36.10, A106 Gr. B | ASTM A106 Gr. B |  |  |  | 1/2"-1-1/2" | PIPE, SEAMLESS | B | 1 1/2" |  |  | TYPE=PIPE |  | PL |  |  |  |  | mm | 48.26 | 1.5 | 3311.5743 | 1701.2163 | 3109.8899 |  | 10S | New |  | 7.25 | KG | [6 empty] | SHOP | SKID_GAS_RECUPERADO | 244480 | [7 empty] | 1217.8357 | FALSE | 1217.8357
PIPE, SEAMLESS, PE, SCH 160, B36.10, A106 Gr. B | ASTM A106 Gr. B |  |  |  | 1/2"-1-1/2" | PIPE, SEAMLESS | B | 1 1/2" |  |  | TYPE=PIPE |  | PL |  |  |  |  | mm | 48.26 | 1.5 | 3311.5743 | 1517.7163 | 3109.8899 |  | 10S | New |  | 7.25 | KG | [6 empty] | SHOP | SKID_GAS_RECUPERADO | 244481 | [7 empty] | 120 | FALSE | 120
PIPE, SEAMLESS, PE, SCH 160, B36.10, A106 Gr. B | ASTM A106 Gr. B |  |  |  | 1/2"-1-1/2" | PIPE, SEAMLESS | B | 1 1/2" |  |  | TYPE=PIPE |  | PL |  |  |  |  | mm | 48.26 | 1.5 | 3320.0028 | 586.417 | 3109.8899 |  | 10S | New |  | 7.25 | KG | [6 empty] | SHOP | SKID_GAS_RECUPERADO | 244482 | [7 empty] | 120 | FALSE | 120
PIPE, SEAMLESS, BE, SCH 40, B36.10, A106 Gr. B | API 5L Gr. B |  |  |  | 2"-24" | PIPE, SEAMLESS | B | 2" |  |  | TYPE=PIPE |  | PL |  |  |  |  | mm | 60.325 | 2 | 3320.0028 | 863.2913 | 3109.8899 |  | STD | New |  | 5.44 | KG | [6 empty] | SHOP | SKID_GAS_RECUPERADO | 244483 | [7 empty] | 200.875 | FALSE | 200.875
PIPE, SEAMLESS, PE, SCH 160, B36.10, A106 Gr. B | ASTM A106 Gr. B |  |  |  | 1/2"-1-1/2" | PIPE, SEAMLESS | B | 1 1/2" |  |  | TYPE=PIPE |  | PL |  |  |  |  | mm | 48.26 | 1.5 | 3320.0028 | 219.417 | 3109.8899 |  | 10S | New |  | 7.25 | KG | [6 empty] | SHOP | SKID_GAS_RECUPERADO | 244484 | [7 empty] | 120 | FALSE | 120
PIPE, SEAMLESS, PE, SCH 160, B36.10, A106 Gr. B | ASTM A106 Gr. B |  |  |  | 1/2"-1-1/2" | PIPE, SEAMLESS | D | 1/2" |  |  | TYPE=PIPE |  | PL |  |  |  |  | mm | 21.336 | 0.5 | 584.1977 | 7887.7669 | 609.5609 |  | 10S | New |  | 1.95 | KG | [6 empty] | SHOP | SKID_GAS_RECUPERADO | 244485 | [7 empty] | 286.4742 | FALSE | 286.4742
PIPE, SEAMLESS, PE, SCH 160, B36.10, A106 Gr. B | ASTM A106 Gr. B |  |  |  | 1/2"-1-1/2" | PIPE, SEAMLESS | D | 1/2" |  |  | TYPE=PIPE |  | PL |  |  |  |  | mm | 21.336 | 0.5 | 2416.8414 | 2101.3581 | 3101.6857 |  | 10S | New |  | 1.95 | KG | [6 empty] | SHOP | SKID_GAS_RECUPERADO | 244486 | [7 empty] | 75 | FALSE | 75
PIPE, SEAMLESS, PE, SCH 160, B36.10, A106 Gr. B | ASTM A106 Gr. B |  |  |  | 1/2"-1-1/2" | PIPE, SEAMLESS | B | 1" |  |  | TYPE=PIPE |  | PL |  |  |  |  | mm | 33.401 | 1 | 731.5644 | 2950.802 | 3375.1411 |  | 10S | New |  | 4.24 | KG | [6 empty] | SHOP | SKID_GAS_RECUPERADO | 244487 | [7 empty] | 100 | FALSE | 100
PIPE, SEAMLESS, PE, SCH 160, B36.10, A106 Gr. B | ASTM A106 Gr. B |  |  |  | 1/2"-1-1/2" | PIPE, SEAMLESS | B | 1" |  |  | TYPE=PIPE |  | PL |  |  |  |  | mm | 33.401 | 1 | 993.7281 | 2950.802 | 3375.1411 |  | 10S | New |  | 4.24 | KG | [6 empty] | SHOP | SKID_GAS_RECUPERADO | 244488 | [7 empty] | 100 | FALSE | 100
PIPE, SEAMLESS, PE, SCH 160, B36.10, A106 Gr. B | ASTM A106 Gr. B |  |  |  | 1/2"-1-1/2" | PIPE, SEAMLESS | B | 1" |  |  | TYPE=PIPE |  | PL |  |  |  |  | mm | 33.401 | 1 | 601.3638 | 2950.802 | 3375.1411 |  | 10S | New |  | 4.24 | KG | [6 empty] | SHOP | SKID_GAS_RECUPERADO | 244489 | [7 empty] | 100 | FALSE | 100
PIPE, SEAMLESS, PE, SCH 160, B36.10, A106 Gr. B | ASTM A106 Gr. B |  |  |  | 1/2"-1-1/2" | PIPE, SEAMLESS | B | 1" |  |  | TYPE=PIPE |  | PL |  |  |  |  | mm | 33.401 | 1 | 1295.8107 | 2792.4163 | 3375.1411 |  | 10S | New |  | 4.24 | KG | [6 empty] | SHOP | SKID_GAS_RECUPERADO | 244490 | [7 empty] | 909.433 | FALSE | 909.433
PIPE, SEAMLESS, PE, SCH 160, B36.10, A106 Gr. B | ASTM A106 Gr. B |  |  |  | 1/2"-1-1/2" | PIPE, SEAMLESS | B | 1" |  |  | TYPE=PIPE |  | PL |  |  |  |  | mm | 33.401 | 1 | 1318.1627 | 2814.7683 | 3375.1411 |  | 10S | New |  | 4.24 | KG | [6 empty] | SHOP | SKID_GAS_RECUPERADO | 244491 | [7 empty] | 113.6817 | FALSE | 113.6817
PIPE, SEAMLESS, PE, SCH 160, B36.10, A106 Gr. B | ASTM A106 Gr. B |  |  |  | 1/2"-1-1/2" | PIPE, SEAMLESS | B | 1" |  |  | TYPE=PIPE |  | PL |  |  |  |  | mm | 33.401 | 1 | 1295.8107 | 2950.802 | 3375.1411 |  | 10S | New |  | 4.24 | KG | [6 empty] | SHOP | SKID_GAS_RECUPERADO | 244492 | [7 empty] | 100 | FALSE | 100
PIPE, SEAMLESS, PE, SCH 160, B36.10, A106 Gr. B | ASTM A106 Gr. B |  |  |  | 1/2"-1-1/2" | PIPE, SEAMLESS | B | 1" |  |  | TYPE=PIPE |  | PL |  |  |  |  | mm | 33.401 | 1 | 1340.5147 | 2950.802 | 3375.1411 |  | 10S | New |  | 4.24 | KG | [6 empty] | SHOP | SKID_GAS_RECUPERADO | 244493 | [7 empty] | 100 | FALSE | 100
PIPE, SEAMLESS, PE, SCH 160, B36.10, A106 Gr. B | ASTM A106 Gr. B |  |  |  | 1/2"-1-1/2" | PIPE, SEAMLESS | B | 1" |  |  | TYPE=PIPE |  | PL |  |  |  |  | mm | 33.401 | 1 | 1165.6101 | 2950.802 | 3375.1411 |  | 10S | New |  | 4.24 | KG | [6 empty] | SHOP | SKID_GAS_RECUPERADO | 244494 | [7 empty] | 100 | FALSE | 100
PIPE, SEAMLESS, PE, SCH 160, B36.10, A106 Gr. B | ASTM A106 Gr. B |  |  |  | 1/2"-1-1/2" | PIPE, SEAMLESS | B | 1" |  |  | TYPE=PIPE |  | PL |  |  |  |  | mm | 33.401 | 1 | 456.6598 | 2950.802 | 3375.1411 |  | 10S | New |  | 4.24 | KG | [6 empty] | SHOP | SKID_GAS_RECUPERADO | 244495 | [7 empty] | 100 | FALSE | 100
PIPE, SEAMLESS, PE, SCH 160, B36.10, A106 Gr. B | ASTM A106 Gr. B |  |  |  | 1/2"-1-1/2" | PIPE, SEAMLESS | B | 1" |  |  | TYPE=PIPE |  | PL |  |  |  |  | mm | 33.401 | 1 | 1591.2816 | 2950.802 | 3375.1411 |  | 10S | New |  | 4.24 | KG | [6 empty] | SHOP | SKID_GAS_RECUPERADO | 244496 | [7 empty] | 120.5663 | FALSE | 120.5663
PIPE, SEAMLESS, PE, SCH 160, B36.10, A106 Gr. B | ASTM A106 Gr. B |  |  |  | 1/2"-1-1/2" | PIPE, SEAMLESS | B | 1 1/2" |  |  | TYPE=PIPE |  | PL |  |  |  |  | mm | 48.26 | 1.5 | 1645.3836 | 2950.802 | 2650.1708 |  | 10S | New |  | 7.25 | KG | [6 empty] | SHOP | SKID_GAS_RECUPERADO | 244497 | [7 empty] | 1634.4407 | FALSE | 1634.4407
PIPE, SEAMLESS, PE, SCH 160, B36.10, A106 Gr. B | ASTM A106 Gr. B |  |  |  | 1/2"-1-1/2" | PIPE, SEAMLESS | B | 1" |  |  | TYPE=PIPE |  | PL |  |  |  |  | mm | 33.401 | 1 | 2394.4894 | 2395.5921 | 3101.6857 |  | 10S | New |  | 4.24 | KG | [6 empty] | SHOP | SKID_GAS_RECUPERADO | 244498 | [7 empty] | 100 | FALSE | 100
PIPE, SEAMLESS, PE, SCH 160, B36.10, A106 Gr. B | ASTM A106 Gr. B |  |  |  | 1/2"-1-1/2" | PIPE, SEAMLESS | B | 1" |  |  | TYPE=PIPE |  | PL |  |  |  |  | mm | 33.401 | 1 | 2236.1037 | 2395.5921 | 3101.6857 |  | 10S | New |  | 4.24 | KG | [6 empty] | SHOP | SKID_GAS_RECUPERADO | 244499 | [7 empty] | 100 | FALSE | 100
PIPE, SEAMLESS, PE, SCH 160, B36.10, A106 Gr. B | ASTM A106 Gr. B |  |  |  | 1/2"-1-1/2" | PIPE, SEAMLESS | D | 1" |  |  | TYPE=PIPE |  | PL |  |  |  |  | mm | 33.401 | 1 | 1613.6336 | 2417.9441 | 3079.3337 |  | 10S | New |  | 4.24 | KG | [6 empty] | SHOP | SKID_GAS_RECUPERADO | 244501 | [7 empty] | 1190.6749 | FALSE | 1190.6749
PIPE, SEAMLESS, PE, SCH 160, B36.10, A106 Gr. B | ASTM A106 Gr. B |  |  |  | 1/2"-1-1/2" | PIPE, SEAMLESS | B | 1" |  |  | TYPE=PIPE |  | PL |  |  |  |  | mm | 33.401 | 1 | 2258.4557 | 2417.9441 | 3101.6857 |  | 10S | New |  | 4.24 | KG | [6 empty] | SHOP | SKID_GAS_RECUPERADO | 244502 | [7 empty] | 113.6817 | FALSE | 113.6817
PIPE, SEAMLESS, PE, SCH 160, B36.10, A106 Gr. B | ASTM A106 Gr. B |  |  |  | 1/2"-1-1/2" | PIPE, SEAMLESS | B | 1" |  |  | TYPE=PIPE |  | PL |  |  |  |  | mm | 33.401 | 1 | 1613.6336 | 2692.2021 | 1866.3068 |  | 10S | New |  | 4.24 | KG | [6 empty] | SHOP | SKID_GAS_RECUPERADO | 244503 | [7 empty] | 100 | FALSE | 100
PIPE, SEAMLESS, PE, SCH 160, B36.10, A106 Gr. B | ASTM A106 Gr. B |  |  |  | 1/2"-1-1/2" | PIPE, SEAMLESS | B | 1" |  |  | TYPE=PIPE |  | PL |  |  |  |  | mm | 33.401 | 1 | 1613.6336 | 2417.9441 | 1843.9548 |  | 10S | New |  | 4.24 | KG | [6 empty] | SHOP | SKID_GAS_RECUPERADO | 244504 | [7 empty] | 1607.0272 | FALSE | 1607.0272
PIPE, SEAMLESS, PE, SCH 160, B36.10, A106 Gr. B | ASTM A106 Gr. B |  |  |  | 1/2"-1-1/2" | PIPE, SEAMLESS | B | 1/2" |  |  | TYPE=PIPE |  | PL |  |  |  |  | mm | 21.336 | 0.5 | 1166.4272 | 2568.7541 | 308.9942 |  | 10S | New |  | 1.95 | KG | [6 empty] | SHOP | SKID_GAS_RECUPERADO | 244505 | [7 empty] | 75 | FALSE | 75
PIPE, SEAMLESS, PE, SCH 160, B36.10, A106 Gr. B | ASTM A106 Gr. B |  |  |  | 1/2"-1-1/2" | PIPE, SEAMLESS | B | 1/2" |  |  | TYPE=PIPE |  | PL |  |  |  |  | mm | 21.336 | 0.5 | 1395.3958 | 2568.7541 | 308.9942 |  | 10S | New |  | 1.95 | KG | [6 empty] | SHOP | SKID_GAS_RECUPERADO | 244506 | [7 empty] | 75 | FALSE | 75
PIPE, SEAMLESS, PE, SCH 160, B36.10, A106 Gr. B | ASTM A106 Gr. B |  |  |  | 1/2"-1-1/2" | PIPE, SEAMLESS | B | 1/2" |  |  | TYPE=PIPE |  | PL |  |  |  |  | mm | 21.336 | 0.5 | 854.8426 | 2568.7541 | 308.9942 |  | 10S | New |  | 1.95 | KG | [6 empty] | SHOP | SKID_GAS_RECUPERADO | 244507 | [7 empty] | 75 | FALSE | 75
PIPE, SEAMLESS, PE, SCH 160, B36.10, A106 Gr. B | ASTM A106 Gr. B |  |  |  | 1/2"-1-1/2" | PIPE, SEAMLESS | B | 1/2" |  |  | TYPE=PIPE |  | PL |  |  |  |  | mm | 21.336 | 0.5 | 748.3466 | 2568.7541 | 308.9942 |  | 10S | New |  | 1.95 | KG | [6 empty] | SHOP | SKID_GAS_RECUPERADO | 244508 | [7 empty] | 75 | FALSE | 75
PIPE, SEAMLESS, PE, SCH 160, B36.10, A106 Gr. B | ASTM A106 Gr. B |  |  |  | 1/2"-1-1/2" | PIPE, SEAMLESS | B | 1/2" |  |  | TYPE=PIPE |  | PL |  |  |  |  | mm | 21.336 | 0.5 | 953.4392 | 2568.7541 | 308.9942 |  | 10S | New |  | 1.95 | KG | [6 empty] | SHOP | SKID_GAS_RECUPERADO | 244509 | [7 empty] | 75 | FALSE | 75
PIPE, SEAMLESS, PE, SCH 160, B36.10, A106 Gr. B | ASTM A106 Gr. B |  |  |  | 1/2"-1-1/2" | PIPE, SEAMLESS | B | 1/2" |  |  | TYPE=PIPE |  | PL |  |  |  |  | mm | 21.336 | 0.5 | 1296.7992 | 2568.7541 | 308.9942 |  | 10S | New |  | 1.95 | KG | [6 empty] | SHOP | SKID_GAS_RECUPERADO | 244510 | [7 empty] | 75 | FALSE | 75
PIPE, SEAMLESS, PE, SCH 160, B36.10, A106 Gr. B | ASTM A106 Gr. B |  |  |  | 1/2"-1-1/2" | PIPE, SEAMLESS | B | 1/2" |  |  | TYPE=PIPE |  | PL |  |  |  |  | mm | 21.336 | 0.5 | 509.5408 | 2568.7541 | 308.9942 |  | 10S | New |  | 1.95 | KG | [6 empty] | SHOP | SKID_GAS_RECUPERADO | 244511 | [7 empty] | 108.4338 | FALSE | 108.4338
PIPE, SEAMLESS, PE, SCH 160, B36.10, A106 Gr. B | ASTM A106 Gr. B |  |  |  | 1/2"-1-1/2" | PIPE, SEAMLESS | B | 1/2" |  |  | TYPE=PIPE |  | PL |  |  |  |  | mm | 21.336 | 0.5 | 409.0492 | 2568.7541 | 219.6787 |  | 10S | New |  | 1.95 | KG | [6 empty] | SHOP | SKID_GAS_RECUPERADO | 244512 | [7 empty] | 115.1352 | FALSE | 115.1352
PIPE, SEAMLESS, PE, SCH 160, B36.10, A106 Gr. B | ASTM A106 Gr. B |  |  |  | 1/2"-1-1/2" | PIPE, SEAMLESS | B | 1" |  |  | TYPE=PIPE |  | PL |  |  |  |  | mm | 33.401 | 1 | 227.8128 | 2950.8015 | 198.7704 |  | 10S | New |  | 4.24 | KG | [6 empty] | SHOP | SKID_GAS_RECUPERADO | 244513 | [7 empty] | 135.776 | FALSE | 135.776
PIPE, SEAMLESS, PE, SCH 160, B36.10, A106 Gr. B | ASTM A106 Gr. B |  |  |  | 1/2"-1-1/2" | PIPE, SEAMLESS | B | 1" |  |  | TYPE=PIPE |  | PL |  |  |  |  | mm | 33.401 | 1 | 348.1028 | 2950.7973 | 92.7044 |  | 10S | New |  | 4.24 | KG | [6 empty] | SHOP | SKID_GAS_RECUPERADO | 244514 | [7 empty] | 755.511 | FALSE | 755.511
PIPE, SEAMLESS, PE, SCH 160, B36.10, A106 Gr. B | ASTM A106 Gr. B |  |  |  | 1/2"-1-1/2" | PIPE, SEAMLESS | B | 1" |  |  | TYPE=PIPE |  | PL |  |  |  |  | mm | 33.401 | 1 | 212.0083 | 2973.154 | 214.5756 |  | 10S | New |  | 4.24 | KG | [6 empty] | SHOP | SKID_GAS_RECUPERADO | 244515 | [7 empty] | 2983.5607 | FALSE | 2983.5607
PIPE, SEAMLESS, PE, SCH 160, B36.10, A106 Gr. B | ASTM A106 Gr. B |  |  |  | 1/2"-1-1/2" | PIPE, SEAMLESS | B | 1/2" |  |  | TYPE=PIPE |  | PL |  |  |  |  | mm | 21.336 | 0.5 | 1613.6336 | 2950.802 | 455.0134 |  | 10S | New |  | 1.95 | KG | [6 empty] | SHOP | SKID_GAS_RECUPERADO | 244516 | [7 empty] | 130.2712 | FALSE | 130.2712
PIPE, SEAMLESS, PE, SCH 160, B36.10, A106 Gr. B | ASTM A106 Gr. B |  |  |  | 1/2"-1-1/2" | PIPE, SEAMLESS | B | 1/2" |  |  | TYPE=PIPE |  | PL |  |  |  |  | mm | 21.336 | 0.5 | 413.5083 | 2746.2501 | 308.9942 |  | 10S | New |  | 1.95 | KG | [6 empty] | SHOP | SKID_GAS_RECUPERADO | 244517 | [7 empty] | 130.2712 | FALSE | 130.2712
PIPE, SEAMLESS, PE, SCH 160, B36.10, A106 Gr. B | ASTM A106 Gr. B |  |  |  | 1/2"-1-1/2" | PIPE, SEAMLESS | B | 1/2" |  |  | TYPE=PIPE |  | PL |  |  |  |  | mm | 21.336 | 0.5 | 764.0946 | 2553.0061 | 308.9942 |  | 10S | New |  | 1.95 | KG | [6 empty] | SHOP | SKID_GAS_RECUPERADO | 244518 | [7 empty] | 75 | FALSE | 75
PIPE, SEAMLESS, PE, SCH 160, B36.10, A106 Gr. B | ASTM A106 Gr. B |  |  |  | 1/2"-1-1/2" | PIPE, SEAMLESS | B | 1/2" |  |  | TYPE=PIPE |  | PL |  |  |  |  | mm | 21.336 | 0.5 | 409.0492 | 2675.2501 | 219.6787 |  | 10S | New |  | 1.95 | KG | [6 empty] | SHOP | SKID_GAS_RECUPERADO | 244519 | [7 empty] | 115.1352 | FALSE | 115.1352
PIPE, SEAMLESS, PE, SCH 160, B36.10, A106 Gr. B | ASTM A106 Gr. B |  |  |  | 1/2"-1-1/2" | PIPE, SEAMLESS | B | 1/2" |  |  | TYPE=PIPE |  | PL |  |  |  |  | mm | 21.336 | 0.5 | 680.9666 | 2675.2501 | 308.9942 |  | 10S | New |  | 1.95 | KG | [6 empty] | SHOP | SKID_GAS_RECUPERADO | 244520 | [7 empty] | 714.4292 | FALSE | 714.4292
PIPE, SEAMLESS, PE, SCH 160, B36.10, A106 Gr. B | ASTM A106 Gr. B |  |  |  | 1/2"-1-1/2" | PIPE, SEAMLESS | B | 1/2" |  |  | TYPE=PIPE |  | PL |  |  |  |  | mm | 21.336 | 0.5 | 509.5408 | 2675.2501 | 308.9942 |  | 10S | New |  | 1.95 | KG | [6 empty] | SHOP | SKID_GAS_RECUPERADO | 244521 | [7 empty] | 100.8138 | FALSE | 100.8138
PIPE, SEAMLESS, PE, SCH 160, B36.10, A106 Gr. B | ASTM A106 Gr. B |  |  |  | 1/2"-1-1/2" | PIPE, SEAMLESS | B | 1/2" |  |  | TYPE=PIPE |  | PL |  |  |  |  | mm | 21.336 | 0.5 | 227.9168 | 5979.0661 | 198.7704 |  | 10S | New |  | 1.95 | KG | [6 empty] | SHOP | SKID_GAS_RECUPERADO | 244522 | [7 empty] | 100 | FALSE | 100
PIPE, SEAMLESS, PE, SCH 160, B36.10, A106 Gr. B | ASTM A106 Gr. B |  |  |  | 1/2"-1-1/2" | PIPE, SEAMLESS | B | 1/2" |  |  | TYPE=PIPE |  | PL |  |  |  |  | mm | 21.336 | 0.5 | 1861.5211 | 5979.0014 | 327.7468 |  | 10S | New |  | 1.95 | KG | [6 empty] | SHOP | SKID_GAS_RECUPERADO | 244523 | [7 empty] | 75 | FALSE | 75
PIPE, SEAMLESS, BE, SCH 40, B36.10, A106 Gr. B | API 5L Gr. B |  |  |  | 2"-24" | PIPE, SEAMLESS | B | 3" |  |  | TYPE=PIPE |  | PL |  |  |  |  | mm | 88.9 | 3 | 80.0028 | 10254.2267 | 4301.6022 |  | STD | New |  | 11.29 | KG | [6 empty] | SHOP | SKID_GAS_RECUPERADO | 244524 | [7 empty] | 654.8086 | FALSE | 654.8086
PIPE, SEAMLESS, BE, SCH 40, B36.10, A106 Gr. B | API 5L Gr. B |  |  |  | 2"-24" | PIPE, SEAMLESS | B | 3" |  |  | TYPE=PIPE |  | PL |  |  |  |  | mm | 88.9 | 3 | 80.0028 | 9674.8267 | 4301.6022 |  | STD | New |  | 11.29 | KG | [6 empty] | SHOP | SKID_GAS_RECUPERADO | 244525 | [7 empty] | 654.8086 | FALSE | 654.8086
PIPE, SEAMLESS, BE, SCH 40, B36.10, A106 Gr. B | API 5L Gr. B |  |  |  | 2"-24" | PIPE, SEAMLESS | B | 6" |  |  | TYPE=PIPE |  | PL |  |  |  |  | mm | 168.275 | 6 | 80.0028 | 9817.5747 | 3175.141 |  | STD | New |  | 28.26 | KG | [6 empty] | SHOP | SKID_GAS_RECUPERADO | 244526 | [7 empty] | 293.904 | FALSE | 293.904
PIPE, SEAMLESS, BE, SCH 80, B36.10, A106 Gr B | API 5L Gr. B |  |  |  | 3"-8" | PIPE, SEAMLESS | D | 4" |  |  | TYPE=PIPE |  | PL |  |  |  |  | mm | 114.3 | 4 | 585.0785 | 13435.5576 | 963.6627 |  | STD | New |  | 22.32 | KG | [6 empty] | SHOP | SKID_GAS_RECUPERADO | 244527 | [7 empty] | 2261.1372 | FALSE | 2261.1372
PIPE, SEAMLESS, BE, SCH 40, B36.10, A106 Gr. B | API 5L Gr. B |  |  |  | 2"-24" | PIPE, SEAMLESS | B | 6" |  |  | TYPE=PIPE |  | PL |  |  |  |  | mm | 168.275 | 6 | 80.0028 | 10396.9747 | 3175.141 |  | STD | New |  | 28.26 | KG | [6 empty] | SHOP | SKID_GAS_RECUPERADO | 244528 | [7 empty] | 1589.3354 | FALSE | 1589.3354
PIPE, SEAMLESS, PE, SCH 160, B36.10, A106 Gr. B | ASTM A106 Gr. B |  |  |  | 1/2"-1-1/2" | PIPE, SEAMLESS | B | 1" |  |  | TYPE=PIPE |  | PL |  |  |  |  | mm | 33.401 | 1 | 212.1123 | 6001.4187 | 214.5756 |  | 10S | New |  | 4.24 | KG | [6 empty] | SHOP | SKID_GAS_RECUPERADO | 244529 | [7 empty] | 3723.2872 | FALSE | 3723.2872
PIPE, SEAMLESS, PE, SCH 160, B36.10, A106 Gr. B | ASTM A106 Gr. B |  |  |  | 1/2"-1-1/2" | PIPE, SEAMLESS | D | 1/2" |  |  | TYPE=PIPE |  | PL |  |  |  |  | mm | 21.336 | 0.5 | 1209.3459 | 10169.2915 | 214.5756 |  | 10S | New |  | 1.95 | KG | [6 empty] | SHOP | SKID_GAS_RECUPERADO | 244530 | [7 empty] | 76.4202 | FALSE | 76.4202
PIPE, SEAMLESS, PE, SCH 160, B36.10, A106 Gr. B | ASTM A106 Gr. B |  |  |  | 1/2"-1-1/2" | PIPE, SEAMLESS | B | 1/2" |  |  | TYPE=PIPE |  | PL |  |  |  |  | mm | 21.336 | 0.5 | 1209.2584 | 7617.0303 | 214.5756 |  | 10S | New |  | 1.95 | KG | [6 empty] | SHOP | SKID_GAS_RECUPERADO | 244531 | [7 empty] | 2496.8892 | FALSE | 2496.8892
PIPE, SEAMLESS, PE, SCH 160, B36.10, A106 Gr. B | ASTM A106 Gr. B |  |  |  | 1/2"-1-1/2" | PIPE, SEAMLESS | D | 1/2" |  |  | TYPE=PIPE |  | PL |  |  |  |  | mm | 21.336 | 0.5 | 1225.0971 | 10261.4592 | 214.5756 |  | 10S | New |  | 1.95 | KG | [6 empty] | SHOP | SKID_GAS_RECUPERADO | 244532 | [7 empty] | 118.4976 | FALSE | 118.4976
PIPE, SEAMLESS, BE, SCH 80, B36.10, A106 Gr B | API 5L Gr. B |  |  |  | 3"-8" | PIPE, SEAMLESS | D | 4" |  |  | TYPE=PIPE |  | PL |  |  |  |  | mm | 114.3 | 4 | 584.7026 | 9327.6673 | 3329.4479 |  | STD | New |  | 22.32 | KG | [6 empty] | SHOP | SKID_GAS_RECUPERADO | 244533 | [7 empty] | 2176.2664 | FALSE | 2176.2664
PIPE, SEAMLESS, BE, SCH 80, B36.10, A106 Gr B | API 5L Gr. B |  |  |  | 3"-8" | PIPE, SEAMLESS | D | 4" |  |  | TYPE=PIPE |  | PL |  |  |  |  | mm | 114.3 | 4 | 584.7026 | 12170.409 | 3329.4479 |  | STD | New |  | 22.32 | KG | [6 empty] | SHOP | SKID_GAS_RECUPERADO | 244534 | [7 empty] | 508 | FALSE | 508
PIPE, SEAMLESS, BE, SCH 40, B36.10, A106 Gr. B | API 5L Gr. B |  |  |  | 2"-24" | PIPE, SEAMLESS | B | 6" |  |  | TYPE=PIPE |  | PL |  |  |  |  | mm | 168.275 | 6 | 80.0028 | 7755.8641 | 3175.1411 |  | STD | New |  | 28.26 | KG | [6 empty] | SHOP | SKID_GAS_RECUPERADO | 244535 | [7 empty] | 1776.2146 | FALSE | 1776.2146
PIPE, SEAMLESS, BE, SCH 80, B36.10, A106 Gr B | API 5L Gr. B |  |  |  | 3"-8" | PIPE, SEAMLESS | D | 3" |  |  | TYPE=PIPE |  | PL |  |  |  |  | mm | 88.9 | 3 | 1278.5203 | 9949.0759 | 2383.3962 |  | STD | New |  | 15.27 | KG | [6 empty] | SHOP | SKID_GAS_RECUPERADO | 244536 | [7 empty] | 1340.9001 | FALSE | 1340.9001
PIPE, SEAMLESS, PE, SCH 160, B36.10, A106 Gr. B | ASTM A106 Gr. B |  |  |  | 1/2"-1-1/2" | PIPE, SEAMLESS | B | 1/2" |  |  | TYPE=PIPE |  | PL |  |  |  |  | mm | 21.336 | 0.5 | 317.7061 | 5979.0631 | 120.1571 |  | 10S | New |  | 1.95 | KG | [6 empty] | SHOP | SKID_GAS_RECUPERADO | 244537 | [7 empty] | 1437.319 | FALSE | 1437.319
PIPE, SEAMLESS, PE, SCH 160, B36.10, A106 Gr. B | ASTM A106 Gr. B |  |  |  | 1/2"-1-1/2" | PIPE, SEAMLESS | B | 1" |  |  | TYPE=PIPE |  | PL |  |  |  |  | mm | 33.401 | 1 | 212.3428 | 13079.92 | 214.5756 |  | 10S | New |  | 4.24 | KG | [6 empty] | SHOP | SKID_GAS_RECUPERADO | 244538 | [7 empty] | 100 | FALSE | 100
PIPE, SEAMLESS, PE, SCH 160, B36.10, A106 Gr. B | ASTM A106 Gr. B |  |  |  | 1/2"-1-1/2" | PIPE, SEAMLESS | B | 1" |  |  | TYPE=PIPE |  | PL |  |  |  |  | mm | 33.401 | 1 | 212.2519 | 10428.5499 | 214.5756 |  | 10S | New |  | 4.24 | KG | [6 empty] | SHOP | SKID_GAS_RECUPERADO | 244539 | [7 empty] | 2606.6661 | FALSE | 2606.6661
PIPE, SEAMLESS, PE, SCH 160, B36.10, A106 Gr. B | ASTM A106 Gr. B |  |  |  | 1/2"-1-1/2" | PIPE, SEAMLESS | B | 1/2" |  |  | TYPE=PIPE |  | PL |  |  |  |  | mm | 21.336 | 0.5 | 309.6838 | 13057.5647 | 214.5756 |  | 10S | New |  | 1.95 | KG | [6 empty] | SHOP | SKID_GAS_RECUPERADO | 244540 | [7 empty] | 74.9898 | FALSE | 74.9898
PIPE, SEAMLESS, PE, SCH 160, B36.10, A106 Gr. B | ASTM A106 Gr. B |  |  |  | 1/2"-1-1/2" | PIPE, SEAMLESS | B | 1/2" |  |  | TYPE=PIPE |  | PL |  |  |  |  | mm | 21.336 | 0.5 | 568.789 | 9747.0462 | 214.5756 |  | 10S | New |  | 1.95 | KG | [6 empty] | SHOP | SKID_GAS_RECUPERADO | 244541 | [7 empty] | 334.207 | FALSE | 334.207
PIPE, SEAMLESS, PE, SCH 160, B36.10, A106 Gr. B | ASTM A106 Gr. B |  |  |  | 1/2"-1-1/2" | PIPE, SEAMLESS | B | 1" |  |  | TYPE=PIPE |  | PL |  |  |  |  | mm | 33.401 | 1 | 212.2307 | 9769.4099 | 214.5756 |  | 10S | New |  | 4.24 | KG | [6 empty] | SHOP | SKID_GAS_RECUPERADO | 244542 | [7 empty] | 469.7321 | FALSE | 469.7321
PIPE, SEAMLESS, BE, SCH 80, B36.10, A106 Gr B | API 5L Gr. B |  |  |  | 3"-8" | PIPE, SEAMLESS | D | 3" |  |  | TYPE=PIPE |  | PL |  |  |  |  | mm | 88.9 | 3 | 581.9141 | 5015.8583 | 2269.0962 |  | STD | New |  | 15.27 | KG | [6 empty] | SHOP | SKID_GAS_RECUPERADO | 244543 | [7 empty] | 857.0133 | FALSE | 857.0133
PIPE, SEAMLESS, PE, SCH 160, B36.10, A106 Gr. B | ASTM A106 Gr. B |  |  |  | 1/2"-1-1/2" | PIPE, SEAMLESS | D | 1 1/2" |  |  | TYPE=PIPE |  | PL |  |  |  |  | mm | 48.26 | 1.5 | 1359.3426 | 9674.8267 | 3813.6549 |  | 10S | New |  | 7.25 | KG | [6 empty] | SHOP | SKID_GAS_RECUPERADO | 244544 | [7 empty] | 150 | FALSE | 150
PIPE, SEAMLESS, PE, SCH 160, B36.10, A106 Gr. B | ASTM A106 Gr. B |  |  |  | 1/2"-1-1/2" | PIPE, SEAMLESS | D | 1/2" |  |  | TYPE=PIPE |  | PL |  |  |  |  | mm | 21.336 | 0.5 | 1391.0926 | 10254.2267 | 4085.5749 |  | 10S | New |  | 1.95 | KG | [6 empty] | SHOP | SKID_GAS_RECUPERADO | 244545 | [7 empty] | 75 | FALSE | 75
PIPE, SEAMLESS, PE, SCH 160, B36.10, A106 Gr. B | ASTM A106 Gr. B |  |  |  | 1/2"-1-1/2" | PIPE, SEAMLESS | D | 1 1/2" |  |  | TYPE=PIPE |  | PL |  |  |  |  | mm | 48.26 | 1.5 | 1359.3426 | 10254.2267 | 4053.8249 |  | 10S | New |  | 7.25 | KG | [6 empty] | SHOP | SKID_GAS_RECUPERADO | 244546 | [7 empty] | 150 | FALSE | 150
PIPE, SEAMLESS, PE, SCH 160, B36.10, A106 Gr. B | ASTM A106 Gr. B |  |  |  | 1/2"-1-1/2" | PIPE, SEAMLESS | D | 1 1/2" |  |  | TYPE=PIPE |  | PL |  |  |  |  | mm | 48.26 | 1.5 | 1359.3426 | 9964.5267 | 3600.1549 |  | 10S | New |  | 7.25 | KG | [6 empty] | SHOP | SKID_GAS_RECUPERADO | 244547 | [7 empty] | 201.4087 | FALSE | 201.4087
PIPE, SEAMLESS, PE, SCH 160, B36.10, A106 Gr. B | ASTM A106 Gr. B |  |  |  | 1/2"-1-1/2" | PIPE, SEAMLESS | D | 1 1/2" |  |  | TYPE=PIPE |  | PL |  |  |  |  | mm | 48.26 | 1.5 | 1359.3426 | 10254.2267 | 3813.6549 |  | 10S | New |  | 7.25 | KG | [6 empty] | SHOP | SKID_GAS_RECUPERADO | 244548 | [7 empty] | 150 | FALSE | 150
PIPE, SEAMLESS, PE, SCH 160, B36.10, A106 Gr. B | ASTM A106 Gr. B |  |  |  | 1/2"-1-1/2" | PIPE, SEAMLESS | D | 1 1/2" |  |  | TYPE=PIPE |  | PL |  |  |  |  | mm | 48.26 | 1.5 | 1359.3426 | 10254.2267 | 4267.3249 |  | 10S | New |  | 7.25 | KG | [6 empty] | SHOP | SKID_GAS_RECUPERADO | 244549 | [7 empty] | 150 | FALSE | 150
PIPE, SEAMLESS, PE, SCH 160, B36.10, A106 Gr. B | ASTM A106 Gr. B |  |  |  | 1/2"-1-1/2" | PIPE, SEAMLESS | D | 1/2" |  |  | TYPE=PIPE |  | PL |  |  |  |  | mm | 21.336 | 0.5 | 1391.0926 | 9674.8267 | 4085.5749 |  | 10S | New |  | 1.95 | KG | [6 empty] | SHOP | SKID_GAS_RECUPERADO | 244550 | [7 empty] | 75 | FALSE | 75
PIPE, SEAMLESS, PE, SCH 160, B36.10, A106 Gr. B | ASTM A106 Gr. B |  |  |  | 1/2"-1-1/2" | PIPE, SEAMLESS | D | 1 1/2" |  |  | TYPE=PIPE |  | PL |  |  |  |  | mm | 48.26 | 1.5 | 1359.3426 | 9706.5767 | 3631.9049 |  | 10S | New |  | 7.25 | KG | [6 empty] | SHOP | SKID_GAS_RECUPERADO | 244551 | [7 empty] | 226.2 | FALSE | 226.2
PIPE, SEAMLESS, PE, SCH 160, B36.10, A106 Gr. B | ASTM A106 Gr. B |  |  |  | 1/2"-1-1/2" | PIPE, SEAMLESS | D | 1 1/2" |  |  | TYPE=PIPE |  | PL |  |  |  |  | mm | 48.26 | 1.5 | 1359.3426 | 9674.8267 | 4053.8249 |  | 10S | New |  | 7.25 | KG | [6 empty] | SHOP | SKID_GAS_RECUPERADO | 244552 | [7 empty] | 150 | FALSE | 150
PIPE, SEAMLESS, PE, SCH 160, B36.10, A106 Gr. B | ASTM A106 Gr. B |  |  |  | 1/2"-1-1/2" | PIPE, SEAMLESS | D | 1 1/2" |  |  | TYPE=PIPE |  | PL |  |  |  |  | mm | 48.26 | 1.5 | 1359.3426 | 9674.8267 | 4267.3249 |  | 10S | New |  | 7.25 | KG | [6 empty] | SHOP | SKID_GAS_RECUPERADO | 244553 | [7 empty] | 150 | FALSE | 150
PIPE, SEAMLESS, PE, SCH 160, B36.10, A106 Gr. B | ASTM A106 Gr. B |  |  |  | 1/2"-1-1/2" | PIPE, SEAMLESS | D | 1 1/2" |  |  | TYPE=PIPE |  | PL |  |  |  |  | mm | 48.26 | 1.5 | 1359.3426 | 9996.2767 | 3631.9049 |  | 10S | New |  | 7.25 | KG | [6 empty] | SHOP | SKID_GAS_RECUPERADO | 244554 | [7 empty] | 226.2 | FALSE | 226.2
PIPE, SEAMLESS, PE, SCH 160, B36.10, A106 Gr. B | ASTM A106 Gr. B |  |  |  | 1/2"-1-1/2" | PIPE, SEAMLESS | D | 1 1/2" |  |  | TYPE=PIPE |  | PL |  |  |  |  | mm | 48.26 | 1.5 | 1359.3426 | 10463.4992 | 3366.9962 |  | 10S | New |  | 7.25 | KG | [6 empty] | SHOP | SKID_GAS_RECUPERADO | 244555 | [7 empty] | 150 | FALSE | 150
PIPE, SEAMLESS, PE, SCH 160, B36.10, A106 Gr. B | ASTM A106 Gr. B |  |  |  | 1/2"-1-1/2" | PIPE, SEAMLESS | D | 1 1/2" |  |  | TYPE=PIPE |  | PL |  |  |  |  | mm | 48.26 | 1.5 | 1359.3426 | 10275.1706 | 3366.9962 |  | 10S | New |  | 7.25 | KG | [6 empty] | SHOP | SKID_GAS_RECUPERADO | 244556 | [7 empty] | 278.8939 | FALSE | 278.8939
PIPE, SEAMLESS, PE, SCH 160, B36.10, A106 Gr. B | ASTM A106 Gr. B |  |  |  | 1/2"-1-1/2" | PIPE, SEAMLESS | D | 1" |  |  | TYPE=PIPE |  | PL |  |  |  |  | mm | 33.401 | 1 | 1359.3426 | 12425.2155 | 472.4587 |  | 10S | New |  | 4.24 | KG | [6 empty] | SHOP | SKID_GAS_RECUPERADO | 244557 | [7 empty] | 100 | FALSE | 100
PIPE, SEAMLESS, BE, SCH 80, B36.10, A106 Gr B | API 5L Gr. B |  |  |  | 3"-8" | PIPE, SEAMLESS | D | 4" |  |  | TYPE=PIPE |  | PL |  |  |  |  | mm | 114.3 | 4 | 2903.1208 | 753.1131 | 313.3327 |  | STD | New |  | 22.32 | KG | [6 empty] | SHOP | SKID_GAS_RECUPERADO | 244558 | [7 empty] | 820.0842 | FALSE | 820.0842
PIPE, SEAMLESS, BE, SCH 80, B36.10, A106 Gr B | API 5L Gr. B |  |  |  | 3"-8" | PIPE, SEAMLESS | D | 4" |  |  | TYPE=PIPE |  | PL |  |  |  |  | mm | 114.3 | 4 | 2903.1208 | 1441.7881 | 313.3327 |  | STD | New |  | 22.32 | KG | [6 empty] | SHOP | SKID_GAS_RECUPERADO | 244559 | [7 empty] | 412.132 | FALSE | 412.132
PIPE, SEAMLESS, BE, SCH 80, B36.10, A106 Gr B | API 5L Gr. B |  |  |  | 3"-8" | PIPE, SEAMLESS | D | 4" |  |  | TYPE=PIPE |  | PL |  |  |  |  | mm | 114.3 | 4 | 2635.0714 | 2675.4291 | 313.3327 |  | STD | New |  | 22.32 | KG | [6 empty] | SHOP | SKID_GAS_RECUPERADO | 244560 | [7 empty] | 6705.2218 | FALSE | 6705.2218
PIPE, SEAMLESS, BE, SCH 80, B36.10, A106 Gr B | API 5L Gr. B |  |  |  | 3"-8" | PIPE, SEAMLESS | D | 4" |  |  | TYPE=PIPE |  | PL |  |  |  |  | mm | 114.3 | 4 | 2130.2714 | 8213.8503 | 986.8057 |  | STD | New |  | 22.32 | KG | [6 empty] | SHOP | SKID_GAS_RECUPERADO | 244561 | [7 empty] | 521.073 | FALSE | 521.073
PIPE, SEAMLESS, PE, SCH 160, B36.10, A106 Gr. B | ASTM A106 Gr. B |  |  |  | 1/2"-1-1/2" | PIPE, SEAMLESS | D | 1/2" |  |  | TYPE=PIPE |  | PL |  |  |  |  | mm | 21.336 | 0.5 | 2130.2714 | 7378.6474 | 708.1575 |  | 10S | New |  | 1.95 | KG | [6 empty] | SHOP | SKID_GAS_RECUPERADO | 244562 | [7 empty] | 75 | FALSE | 75
PIPE, SEAMLESS, PE, SCH 160, B36.10, A106 Gr. B | ASTM A106 Gr. B |  |  |  | 1/2"-1-1/2" | PIPE, SEAMLESS | D | 1" |  |  | TYPE=PIPE |  | PL |  |  |  |  | mm | 33.401 | 1 | 2508.3504 | 28.594 | 214.5756 |  | 10S | New |  | 4.24 | KG | [6 empty] | SHOP | SKID_GAS_RECUPERADO | 244563 | [7 empty] | 6000 | FALSE | 6000
PIPE, SEAMLESS, PE, SCH 160, B36.10, A106 Gr. B | ASTM A106 Gr. B |  |  |  | 1/2"-1-1/2" | PIPE, SEAMLESS | D | 1" |  |  | TYPE=PIPE |  | PL |  |  |  |  | mm | 33.401 | 1 | 2604.3504 | 6044.469 | 214.5756 |  | 10S | New |  | 4.24 | KG | [6 empty] | SHOP | SKID_GAS_RECUPERADO | 244564 | [7 empty] | 6000 | FALSE | 6000
PIPE, SEAMLESS, PE, SCH 160, B36.10, A106 Gr. B | ASTM A106 Gr. B |  |  |  | 1/2"-1-1/2" | PIPE, SEAMLESS | D | 1" |  |  | TYPE=PIPE |  | PL |  |  |  |  | mm | 33.401 | 1 | 2508.3504 | 6044.469 | 214.5756 |  | 10S | New |  | 4.24 | KG | [6 empty] | SHOP | SKID_GAS_RECUPERADO | 244565 | [7 empty] | 6000 | FALSE | 6000
PIPE, SEAMLESS, PE, SCH 160, B36.10, A106 Gr. B | ASTM A106 Gr. B |  |  |  | 1/2"-1-1/2" | PIPE, SEAMLESS | D | 1" |  |  | TYPE=PIPE |  | PL |  |  |  |  | mm | 33.401 | 1 | 2604.3504 | 28.594 | 214.5756 |  | 10S | New |  | 4.24 | KG | [6 empty] | SHOP | SKID_GAS_RECUPERADO | 244566 | [7 empty] | 6000 | FALSE | 6000
PIPE, SEAMLESS, PE, SCH 160, B36.10, A106 Gr. B | ASTM A106 Gr. B |  |  |  | 1/2"-1-1/2" | PIPE, SEAMLESS | B | 1" |  |  | TYPE=PIPE |  | PL |  |  |  |  | mm | 33.401 | 1 | 1591.2816 | 3782.7325 | 3375.1411 |  | 10S | New |  | 4.24 | KG | [6 empty] | SHOP | SKID_GAS_RECUPERADO | 244567 | [7 empty] | 793.7914 | FALSE | 793.7914
PIPE, SEAMLESS, PE, SCH 160, B36.10, A106 Gr. B | ASTM A106 Gr. B |  |  |  | 1/2"-1-1/2" | PIPE, SEAMLESS | B | 1" |  |  | TYPE=PIPE |  | PL |  |  |  |  | mm | 33.401 | 1 | 1613.6336 | 3782.7325 | 3352.7891 |  | 10S | New |  | 4.24 | KG | [6 empty] | SHOP | SKID_GAS_RECUPERADO | 244568 | [7 empty] | 100 | FALSE | 100
PIPE, SEAMLESS, PE, SCH 160, B36.10, A106 Gr. B | ASTM A106 Gr. B |  |  |  | 1/2"-1-1/2" | PIPE, SEAMLESS | B | 3/4" |  |  | TYPE=PIPE |  | PL |  |  |  |  | mm | 26.67 | 0.75 | 1613.6336 | 3209.4021 | 2016.3068 |  | 10S | New |  | 2.9 | KG | [6 empty] | SHOP | SKID_GAS_RECUPERADO | 244569 | [7 empty] | 78.1505 | FALSE | 78.1505
PIPE, SEAMLESS, PE, SCH 160, B36.10, A106 Gr. B | ASTM A106 Gr. B |  |  |  | 1/2"-1-1/2" | PIPE, SEAMLESS | B | 3/4" |  |  | TYPE=PIPE |  | PL |  |  |  |  | mm | 26.67 | 0.75 | 1613.6336 | 3782.7325 | 2035.3568 |  | 10S | New |  | 2.9 | KG | [6 empty] | SHOP | SKID_GAS_RECUPERADO | 244570 | [7 empty] | 1198.3823 | FALSE | 1198.3823
PIPE, SEAMLESS, PE, SCH 160, B36.10, A106 Gr. B | ASTM A106 Gr. B |  |  |  | 1/2"-1-1/2" | PIPE, SEAMLESS | D | 1" |  |  | TYPE=PIPE |  | PL |  |  |  |  | mm | 33.401 | 1 | 2581.9984 | 12883.1206 | 2623.3795 |  | 10S | New |  | 4.24 | KG | [6 empty] | SHOP | SKID_GAS_RECUPERADO | 244571 | [7 empty] | 853.5046 | FALSE | 853.5046
PIPE, SEAMLESS, PE, SCH 160, B36.10, A106 Gr. B | ASTM A106 Gr. B |  |  |  | 1/2"-1-1/2" | PIPE, SEAMLESS | D | 1" |  |  | TYPE=PIPE |  | PL |  |  |  |  | mm | 33.401 | 1 | 2604.3504 | 12060.344 | 214.5756 |  | 10S | New |  | 4.24 | KG | [6 empty] | SHOP | SKID_GAS_RECUPERADO | 244572 | [7 empty] | 800.4246 | FALSE | 800.4246
PIPE, SEAMLESS, PE, SCH 160, B36.10, A106 Gr. B | ASTM A106 Gr. B |  |  |  | 1/2"-1-1/2" | PIPE, SEAMLESS | D | 1" |  |  | TYPE=PIPE |  | PL |  |  |  |  | mm | 33.401 | 1 | 2604.3504 | 12883.1206 | 236.9276 |  | 10S | New |  | 4.24 | KG | [6 empty] | SHOP | SKID_GAS_RECUPERADO | 244573 | [7 empty] | 2364.0998 | FALSE | 2364.0998
PIPE, SEAMLESS, PE, SCH 160, B36.10, A106 Gr. B | ASTM A106 Gr. B |  |  |  | 1/2"-1-1/2" | PIPE, SEAMLESS | D | 1" |  |  | TYPE=PIPE |  | PL |  |  |  |  | mm | 33.401 | 1 | 2508.3504 | 12883.1206 | 236.9276 |  | 10S | New |  | 4.24 | KG | [6 empty] | SHOP | SKID_GAS_RECUPERADO | 244574 | [7 empty] | 929.5564 | FALSE | 929.5564
PIPE, SEAMLESS, PE, SCH 160, B36.10, A106 Gr. B | ASTM A106 Gr. B |  |  |  | 1/2"-1-1/2" | PIPE, SEAMLESS | D | 1" |  |  | TYPE=PIPE |  | PL |  |  |  |  | mm | 33.401 | 1 | 2485.9984 | 12883.1206 | 1188.8361 |  | 10S | New |  | 4.24 | KG | [6 empty] | SHOP | SKID_GAS_RECUPERADO | 244575 | [7 empty] | 982.569 | FALSE | 982.569
PIPE, SEAMLESS, PE, SCH 160, B36.10, A106 Gr. B | ASTM A106 Gr. B |  |  |  | 1/2"-1-1/2" | PIPE, SEAMLESS | D | 1" |  |  | TYPE=PIPE |  | PL |  |  |  |  | mm | 33.401 | 1 | 2508.3504 | 12060.344 | 214.5756 |  | 10S | New |  | 4.24 | KG | [6 empty] | SHOP | SKID_GAS_RECUPERADO | 244576 | [7 empty] | 800.4246 | FALSE | 800.4246
PIPE, SEAMLESS, PE, SCH 160, B36.10, A106 Gr. B | ASTM A106 Gr. B |  |  |  | 1/2"-1-1/2" | PIPE, SEAMLESS | D | 1" |  |  | TYPE=PIPE |  | PL |  |  |  |  | mm | 33.401 | 1 | 1577.2719 | 12883.1206 | 6227.0372 |  | 10S | New |  | 4.24 | KG | [6 empty] | SHOP | SKID_GAS_RECUPERADO | 244577 | [7 empty] | 73.8424 | FALSE | 73.8424
PIPE, SEAMLESS, PE, SCH 160, B36.10, A106 Gr. B | ASTM A106 Gr. B |  |  |  | 1/2"-1-1/2" | PIPE, SEAMLESS | D | 1" |  |  | TYPE=PIPE |  | PL |  |  |  |  | mm | 33.401 | 1 | 1706.1418 | 12883.1206 | 2645.7315 |  | 10S | New |  | 4.24 | KG | [6 empty] | SHOP | SKID_GAS_RECUPERADO | 244578 | [7 empty] | 3461.8185 | FALSE | 3461.8185
PIPE, SEAMLESS, PE, SCH 160, B36.10, A106 Gr. B | ASTM A106 Gr. B |  |  |  | 1/2"-1-1/2" | PIPE, SEAMLESS | D | 1" |  |  | TYPE=PIPE |  | PL |  |  |  |  | mm | 33.401 | 1 | 1683.7898 | 12883.1206 | 6227.0372 |  | 10S | New |  | 4.24 | KG | [6 empty] | SHOP | SKID_GAS_RECUPERADO | 244579 | [7 empty] | 76.3174 | FALSE | 76.3174
PIPE, SEAMLESS, BE, SCH 80, B36.10, A106 Gr B | API 5L Gr. B |  |  |  | 3"-8" | PIPE, SEAMLESS | D | 4" |  |  | TYPE=PIPE |  | PL |  |  |  |  | mm | 114.3 | 4 | 2337.4149 | 1460.21 | 2102.3288 |  | STD | New |  | 22.32 | KG | [6 empty] | SHOP | SKID_GAS_RECUPERADO | 244580 | [7 empty] | 521.069 | FALSE | 521.069
PIPE, SEAMLESS, BE, SCH 80, B36.10, A106 Gr B | API 5L Gr. B |  |  |  | 3"-8" | PIPE, SEAMLESS | D | 4" |  |  | TYPE=PIPE |  | PL |  |  |  |  | mm | 114.3 | 4 | 2185.0149 | 1460.21 | 2605.3077 |  | STD | New |  | 22.32 | KG | [6 empty] | SHOP | SKID_GAS_RECUPERADO | 244581 | [7 empty] | 350.579 | FALSE | 350.579
PIPE, SEAMLESS, BE, SCH 80, B36.10, A106 Gr B | API 5L Gr. B |  |  |  | 3"-8" | PIPE, SEAMLESS | D | 4" |  |  | TYPE=PIPE |  | PL |  |  |  |  | mm | 114.3 | 4 | 2130.2714 | 3598.9497 | 1139.2057 |  | STD | New |  | 22.32 | KG | [6 empty] | SHOP | SKID_GAS_RECUPERADO | 244582 | [7 empty] | 1320.8126 | FALSE | 1320.8126
PIPE, SEAMLESS, BE, SCH 80, B36.10, A106 Gr B | API 5L Gr. B |  |  |  | 3"-8" | PIPE, SEAMLESS | D | 4" |  |  | TYPE=PIPE |  | PL |  |  |  |  | mm | 114.3 | 4 | 2503.9365 | 1840.9724 | 465.7327 |  | STD | New |  | 22.32 | KG | [6 empty] | SHOP | SKID_GAS_RECUPERADO | 244583 | [7 empty] | 521.073 | FALSE | 521.073
PIPE, SEAMLESS, BE, SCH 80, B36.10, A106 Gr B | API 5L Gr. B |  |  |  | 3"-8" | PIPE, SEAMLESS | D | 4" |  |  | TYPE=PIPE |  | PL |  |  |  |  | mm | 114.3 | 4 | 2278.3327 | 1441.4008 | 313.3327 |  | STD | New |  | 22.32 | KG | [6 empty] | SHOP | SKID_GAS_RECUPERADO | 244584 | [7 empty] | 750.2903 | FALSE | 750.2903
PIPE, SEAMLESS, BE, SCH 80, B36.10, A106 Gr B | API 5L Gr. B |  |  |  | 3"-8" | PIPE, SEAMLESS | D | 4" |  |  | TYPE=PIPE |  | PL |  |  |  |  | mm | 114.3 | 4 | 2323.2337 | 2300.0918 | 313.3327 |  | STD | New |  | 22.32 | KG | [6 empty] | SHOP | SKID_GAS_RECUPERADO | 244585 | [7 empty] | 377.5054 | FALSE | 377.5054
PIPE, SEAMLESS, BE, SCH 80, B36.10, A106 Gr B | API 5L Gr. B |  |  |  | 3"-8" | PIPE, SEAMLESS | D | 4" |  |  | TYPE=PIPE |  | PL |  |  |  |  | mm | 114.3 | 4 | 2175.1724 | 2169.7365 | 1139.2057 |  | STD | New |  | 22.32 | KG | [6 empty] | SHOP | SKID_GAS_RECUPERADO | 244586 | [7 empty] | 312.5425 | FALSE | 312.5425
PIPE, SEAMLESS, BE, SCH 80, B36.10, A106 Gr B | API 5L Gr. B |  |  |  | 3"-8" | PIPE, SEAMLESS | D | 4" |  |  | TYPE=PIPE |  | PL |  |  |  |  | mm | 114.3 | 4 | 2130.2714 | 9380.6509 | 313.3327 |  | STD | New |  | 22.32 | KG | [6 empty] | SHOP | SKID_GAS_RECUPERADO | 244587 | [7 empty] | 200 | FALSE | 200
PIPE, SEAMLESS, BE, SCH 80, B36.10, A106 Gr B | API 5L Gr. B |  |  |  | 3"-8" | PIPE, SEAMLESS | D | 4" |  |  | TYPE=PIPE |  | PL |  |  |  |  | mm | 114.3 | 4 | 2130.2714 | 8566.2503 | 313.3327 |  | STD | New |  | 22.32 | KG | [6 empty] | SHOP | SKID_GAS_RECUPERADO | 244588 | [7 empty] | 200 | FALSE | 200
PIPE, SEAMLESS, BE, SCH 80, B36.10, A106 Gr B | API 5L Gr. B |  |  |  | 3"-8" | PIPE, SEAMLESS | D | 4" |  |  | TYPE=PIPE |  | PL |  |  |  |  | mm | 114.3 | 4 | 2282.6714 | 9533.0509 | 313.3327 |  | STD | New |  | 22.32 | KG | [6 empty] | SHOP | SKID_GAS_RECUPERADO | 244589 | [7 empty] | 200 | FALSE | 200
PIPE, SEAMLESS, PE, SCH 160, B36.10, A106 Gr. B | ASTM A106 Gr. B |  |  |  | 1/2"-1-1/2" | PIPE, SEAMLESS | D | 1/2" |  |  | TYPE=PIPE |  | PL |  |  |  |  | mm | 21.336 | 0.5 | 1846.9244 | 462.3061 | 208.5431 |  | 10S | New |  | 1.95 | KG | [6 empty] | SHOP | SKID_GAS_RECUPERADO | 244590 | [7 empty] | 828.5452 | FALSE | 828.5452
PIPE, SCH 80, BE, B36.1, A-106 GR.B | ASTM A106 |  |  |  | PIPE, SEAMLESS, 80, 2" ND, PE, ASTM A106 | PIPE, SEAMLESS | A3A2 | 2" |  |  | TYPE=PIPE |  | PL |  |  |  |  | mm | 60.325 | 2 | 80.0028 | 12888.1816 | 4618.92 |  | 80 | New |  |  | KG | [6 empty] | SHOP | SKID_GAS_RECUPERADO | 244591 | [7 empty] | 283.4139 | FALSE | 283.4139
PIPE, SEAMLESS, BE, SCH 80, B36.10, A106 Gr B | API 5L Gr. B |  |  |  | 3"-8" | PIPE, SEAMLESS | D | 4" |  |  | TYPE=PIPE |  | PL |  |  |  |  | mm | 114.3 | 4 | 584.7026 | 11268.9246 | 4978.5338 |  | STD | New |  | 22.32 | KG | [6 empty] | SHOP | SKID_GAS_RECUPERADO | 244592 | [7 empty] | 1514.609 | FALSE | 1514.609
PIPE, SCH 80, BE, B36.1, A-106 GR.B | ASTM A106 |  |  |  | PIPE, SEAMLESS, 80, 2" ND, PE, ASTM A106 | PIPE, SEAMLESS | A3A2 | 2" |  |  | TYPE=PIPE |  | PL |  |  |  |  | mm | 60.325 | 2 | 156.2028 | 12888.1816 | 4978.5339 |  | 80 | New |  |  | KG | [6 empty] | SHOP | SKID_GAS_RECUPERADO | 244593 | [7 empty] | 339.5998 | FALSE | 339.5998
PIPE, SCH 80, BE, B36.1, A-106 GR.B | ASTM A106 |  |  |  | PIPE, SEAMLESS, 80, 2" ND, PE, ASTM A106 | PIPE, SEAMLESS | A3A2 | 2" |  |  | TYPE=PIPE |  | PL |  |  |  |  | mm | 60.325 | 2 | 80.0028 | 11502.175 | 3297.3786 |  | 80 | New |  |  | KG | [6 empty] | SHOP | SKID_GAS_RECUPERADO | 244594 | [7 empty] | 506.892 | FALSE | 506.892
PIPE, SEAMLESS, BE, SCH 80, B36.10, A106 Gr B | API 5L Gr. B |  |  |  | 3"-8" | PIPE, SEAMLESS | D | 4" |  |  | TYPE=PIPE |  | PL |  |  |  |  | mm | 114.3 | 4 | 584.7026 | 12992.8296 | 4978.5339 |  | STD | New |  | 22.32 | KG | [6 empty] | SHOP | SKID_GAS_RECUPERADO | 244595 | [7 empty] | 290.328 | FALSE | 290.328
PIPE, SCH 80, BE, B36.1, A-106 GR.B | ASTM A106 |  |  |  | PIPE, SEAMLESS, 80, 2" ND, PE, ASTM A106 | PIPE, SEAMLESS | A3A2 | 2" |  |  | TYPE=PIPE |  | PL |  |  |  |  | mm | 60.325 | 2 | 80.0028 | 12113.3101 | 3880.4706 |  | 80 | New |  |  | KG | [6 empty] | SHOP | SKID_GAS_RECUPERADO | 244596 | [7 empty] | 534.9351 | FALSE | 534.9351
PIPE, SEAMLESS, PE, SCH 160, B36.10, A106 Gr. B | ASTM A106 Gr. B |  |  |  | 1/2"-1-1/2" | PIPE, SEAMLESS | B | 3/4" |  |  | TYPE=PIPE |  | PL |  |  |  |  | mm | 26.67 | 0.75 | 1613.6336 | 3763.6825 | 2016.3068 |  | 10S | New |  | 2.9 | KG | [6 empty] | SHOP | SKID_GAS_RECUPERADO | 244597 | [7 empty] | 447.7835 | FALSE | 447.7835
PIPE, SEAMLESS, PE, SCH 160, B36.10, A106 Gr. B | ASTM A106 Gr. B |  |  |  | 1/2"-1-1/2" | PIPE, SEAMLESS | B | 1" |  |  | TYPE=PIPE |  | PL |  |  |  |  | mm | 33.401 | 1 | 725.6082 | 3782.7325 | 3375.1411 |  | 10S | New |  | 4.24 | KG | [6 empty] | SHOP | SKID_GAS_RECUPERADO | 244598 | [7 empty] | 623.2535 | FALSE | 623.2535
PIPE, SEAMLESS, PE, SCH 160, B36.10, A106 Gr. B | ASTM A106 Gr. B |  |  |  | 1/2"-1-1/2" | PIPE, SEAMLESS | B | 1" |  |  | TYPE=PIPE |  | PL |  |  |  |  | mm | 33.401 | 1 | 80.0028 | 3782.7325 | 3352.7891 |  | 10S | New |  | 4.24 | KG | [6 empty] | SHOP | SKID_GAS_RECUPERADO | 244599 | [7 empty] | 72.873 | FALSE | 72.873
PIPE, SEAMLESS, PE, SCH 160, B36.10, A106 Gr. B | ASTM A106 Gr. B |  |  |  | 1/2"-1-1/2" | PIPE, SEAMLESS | D | 1" |  |  | TYPE=PIPE |  | PL |  |  |  |  | mm | 33.401 | 1 | 1339.652 | 348.4815 | 3101.6857 |  | 10S | New |  | 4.24 | KG | [6 empty] | SHOP | SKID_GAS_RECUPERADO | 244601 | [7 empty] | 1360.4211 | FALSE | 1360.4211
PIPE, SEAMLESS, PE, SCH 160, B36.10, A106 Gr. B | ASTM A106 Gr. B |  |  |  | 1/2"-1-1/2" | PIPE, SEAMLESS | B | 1" |  |  | TYPE=PIPE |  | PL |  |  |  |  | mm | 33.401 | 1 | 80.0028 | 2950.802 | 3352.7891 |  | 10S | New |  | 4.24 | KG | [6 empty] | SHOP | SKID_GAS_RECUPERADO | 244602 | [7 empty] | 72.873 | FALSE | 72.873
PIPE, SEAMLESS, PE, SCH 160, B36.10, A106 Gr. B | ASTM A106 Gr. B |  |  |  | 1/2"-1-1/2" | PIPE, SEAMLESS | B | 1" |  |  | TYPE=PIPE |  | PL |  |  |  |  | mm | 33.401 | 1 | 284.7778 | 2792.4163 | 3375.1411 |  | 10S | New |  | 4.24 | KG | [6 empty] | SHOP | SKID_GAS_RECUPERADO | 244603 | [7 empty] | 182.423 | FALSE | 182.423
PIPE, SEAMLESS, PE, SCH 160, B36.10, A106 Gr. B | ASTM A106 Gr. B |  |  |  | 1/2"-1-1/2" | PIPE, SEAMLESS | B | 1" |  |  | TYPE=PIPE |  | PL |  |  |  |  | mm | 33.401 | 1 | 1613.6336 | 2950.802 | 3020.929 |  | 10S | New |  | 4.24 | KG | [6 empty] | SHOP | SKID_GAS_RECUPERADO | 244604 | [7 empty] | 331.8601 | FALSE | 331.8601
PIPE, SEAMLESS, PE, SCH 160, B36.10, A106 Gr. B | ASTM A106 Gr. B |  |  |  | 1/2"-1-1/2" | PIPE, SEAMLESS | B | 1" |  |  | TYPE=PIPE |  | PL |  |  |  |  | mm | 33.401 | 1 | 284.7778 | 2950.802 | 3375.1411 |  | 10S | New |  | 4.24 | KG | [6 empty] | SHOP | SKID_GAS_RECUPERADO | 244605 | [7 empty] | 182.423 | FALSE | 182.423
PIPE, SEAMLESS, PE, SCH 160, B36.10, A106 Gr. B | ASTM A106 Gr. B |  |  |  | 1/2"-1-1/2" | PIPE, SEAMLESS | B | 1" |  |  | TYPE=PIPE |  | PL |  |  |  |  | mm | 33.401 | 1 | 80.0028 | 2792.4163 | 3352.7891 |  | 10S | New |  | 4.24 | KG | [6 empty] | SHOP | SKID_GAS_RECUPERADO | 244606 | [7 empty] | 72.873 | FALSE | 72.873
PIPE, SEAMLESS, PE, SCH 160, B36.10, A106 Gr. B | ASTM A106 Gr. B |  |  |  | 1/2"-1-1/2" | PIPE, SEAMLESS | B | 1/2" |  |  | TYPE=PIPE |  | PL |  |  |  |  | mm | 21.336 | 0.5 | 479.0118 | 2973.154 | 3375.1411 |  | 10S | New |  | 1.95 | KG | [6 empty] | SHOP | SKID_GAS_RECUPERADO | 244607 | [7 empty] | 75 | FALSE | 75
PIPE, SEAMLESS, PE, SCH 160, B36.10, A106 Gr. B | ASTM A106 Gr. B |  |  |  | 1/2"-1-1/2" | PIPE, SEAMLESS | B | 1 1/2" |  |  | TYPE=PIPE |  | PL |  |  |  |  | mm | 48.26 | 1.5 | 1613.6336 | 2950.802 | 2848.9878 |  | 10S | New |  | 7.25 | KG | [6 empty] | SHOP | SKID_GAS_RECUPERADO | 244608 | [7 empty] | 146.5412 | FALSE | 146.5412
PIPE, SEAMLESS, PE, SCH 160, B36.10, A106 Gr. B | ASTM A106 Gr. B |  |  |  | 1/2"-1-1/2" | PIPE, SEAMLESS | B | 1 1/2" |  |  | TYPE=PIPE |  | PL |  |  |  |  | mm | 48.26 | 1.5 | 1613.6336 | 2950.802 | 2533.7004 |  | 10S | New |  | 7.25 | KG | [6 empty] | SHOP | SKID_GAS_RECUPERADO | 244609 | [7 empty] | 84.7204 | FALSE | 84.7204
PIPE, SEAMLESS, PE, SCH 160, B36.10, A106 Gr. B | ASTM A106 Gr. B |  |  |  | 1/2"-1-1/2" | PIPE, SEAMLESS | B | 1 1/2" |  |  | TYPE=PIPE |  | PL |  |  |  |  | mm | 48.26 | 1.5 | 1613.6336 | 2950.802 | 2681.9208 |  | 10S | New |  | 7.25 | KG | [6 empty] | SHOP | SKID_GAS_RECUPERADO | 244610 | [7 empty] | 128.7384 | FALSE | 128.7384
PIPE, SEAMLESS, BE, SCH 80, B36.10, A106 Gr B | API 5L Gr. B |  |  |  | 3"-8" | PIPE, SEAMLESS | D | 3" |  |  | TYPE=PIPE |  | PL |  |  |  |  | mm | 88.9 | 3 | 581.8232 | 4901.5584 | 2383.3962 |  | STD | New |  | 15.27 | KG | [6 empty] | SHOP | SKID_GAS_RECUPERADO | 244611 | [7 empty] | 4454.6581 | FALSE | 4454.6581
PIPE, SEAMLESS, BE, SCH 80, B36.10, A106 Gr B | API 5L Gr. B |  |  |  | 3"-8" | PIPE, SEAMLESS | D | 3" |  |  | TYPE=PIPE |  | PL |  |  |  |  | mm | 88.9 | 3 | 294.4399 | 8914.1958 | 2383.3962 |  | STD | New |  | 15.27 | KG | [6 empty] | SHOP | SKID_GAS_RECUPERADO | 244612 | [7 empty] | 8467.2955 | FALSE | 8467.2955
PIPE, SEAMLESS, PE, SCH 160, B36.10, A106 Gr. B | ASTM A106 Gr. B |  |  |  | 1/2"-1-1/2" | PIPE, SEAMLESS | B | 1 1/2" |  |  | TYPE=PIPE |  | PL |  |  |  |  | mm | 48.26 | 1.5 | 3311.5743 | 2950.802 | 2681.9208 |  | 10S | New |  | 7.25 | KG | [6 empty] | SHOP | SKID_GAS_RECUPERADO | 244613 | [7 empty] | 396.2191 | FALSE | 396.2191
PIPE, SEAMLESS, BE, SCH 80, B36.10, A106 Gr B | API 5L Gr. B |  |  |  | 3"-8" | PIPE, SEAMLESS | D | 4" |  |  | TYPE=PIPE |  | PL |  |  |  |  | mm | 114.3 | 4 | 2285.001 | 13125.2192 | 371.5009 |  | STD | New |  | 22.32 | KG | [6 empty] | SHOP | SKID_GAS_RECUPERADO | 244614 | [7 empty] | 777.3183 | FALSE | 777.3183
PIPE, SEAMLESS, BE, SCH 80, B36.10, A106 Gr B | API 5L Gr. B |  |  |  | 3"-8" | PIPE, SEAMLESS | D | 4" |  |  | TYPE=PIPE |  | PL |  |  |  |  | mm | 114.3 | 4 | 2432.435 | 13163.8062 | 1949.9288 |  | STD | New |  | 22.32 | KG | [6 empty] | SHOP | SKID_GAS_RECUPERADO | 244615 | [7 empty] | 1426.0278 | FALSE | 1426.0278
PIPE, SEAMLESS, BE, SCH 80, B36.10, A106 Gr B | API 5L Gr. B |  |  |  | 3"-8" | PIPE, SEAMLESS | D | 4" |  |  | TYPE=PIPE |  | PL |  |  |  |  | mm | 114.3 | 4 | 2863.4498 | 13276.613 | 2102.3288 |  | STD | New |  | 22.32 | KG | [6 empty] | SHOP | SKID_GAS_RECUPERADO | 244616 | [7 empty] | 293.1324 | FALSE | 293.1324
PIPE, SEAMLESS, PE, SCH 160, B36.10, A106 Gr. B | ASTM A106 Gr. B |  |  |  | 1/2"-1-1/2" | PIPE, SEAMLESS | D | 1 1/2" |  |  | TYPE=PIPE |  | PL |  |  |  |  | mm | 48.26 | 1.5 | 1227.2776 | 8522.7667 | 3061.1979 |  | 10S | New |  | 7.25 | KG | [6 empty] | SHOP | SKID_GAS_RECUPERADO | 244617 | [7 empty] | 551.3185 | FALSE | 551.3185
PIPE, SEAMLESS, BE, SCH 40, B36.10, A106 Gr. B | API 5L Gr. B |  |  |  | 2"-24" | PIPE, SEAMLESS | B | 3" |  |  | TYPE=PIPE |  | PL |  |  |  |  | mm | 88.9 | 3 | 80.0028 | 2067.4101 | 4073.9637 |  | STD | New |  | 11.29 | KG | [6 empty] | SHOP | SKID_GAS_RECUPERADO | 244618 | [7 empty] | 427.17 | FALSE | 427.17
PIPE, SEAMLESS, PE, SCH 160, B36.10, A106 Gr. B | ASTM A106 Gr. B |  |  |  | 1/2"-1-1/2" | PIPE, SEAMLESS | D | 1/2" |  |  | TYPE=PIPE |  | PL |  |  |  |  | mm | 21.336 | 0.5 | 1892.9784 | 4849.071 | 327.7468 |  | 10S | New |  | 1.95 | KG | [6 empty] | SHOP | SKID_GAS_RECUPERADO | 244619 | [7 empty] | 75 | FALSE | 75
PIPE, SEAMLESS, PE, SCH 160, B36.10, A106 Gr. B | ASTM A106 Gr. B |  |  |  | 1/2"-1-1/2" | PIPE, SEAMLESS | D | 1/2" |  |  | TYPE=PIPE |  | PL |  |  |  |  | mm | 21.336 | 0.5 | 1991.575 | 4849.0677 | 327.7468 |  | 10S | New |  | 1.95 | KG | [6 empty] | SHOP | SKID_GAS_RECUPERADO | 244620 | [7 empty] | 122.9484 | FALSE | 122.9484
PIPE, SEAMLESS, PE, SCH 160, B36.10, A106 Gr. B | ASTM A106 Gr. B |  |  |  | 1/2"-1-1/2" | PIPE, SEAMLESS | D | 1/2" |  |  | TYPE=PIPE |  | PL |  |  |  |  | mm | 21.336 | 0.5 | 2130.2714 | 4849.0634 | 343.4948 |  | 10S | New |  | 1.95 | KG | [6 empty] | SHOP | SKID_GAS_RECUPERADO | 244621 | [7 empty] | 364.6627 | FALSE | 364.6627
PIPE, SEAMLESS, PE, SCH 160, B36.10, A106 Gr. B | ASTM A106 Gr. B |  |  |  | 1/2"-1-1/2" | PIPE, SEAMLESS | B | 1/2" |  |  | TYPE=PIPE |  | PL |  |  |  |  | mm | 21.336 | 0.5 | 1770.7731 | 5979.0045 | 311.9988 |  | 10S | New |  | 1.95 | KG | [6 empty] | SHOP | SKID_GAS_RECUPERADO | 244622 | [7 empty] | 176.0937 | FALSE | 176.0937
PIPE, SEAMLESS, PE, SCH 160, B36.10, A106 Gr. B | ASTM A106 Gr. B |  |  |  | 1/2"-1-1/2" | PIPE, SEAMLESS | B | 1/2" |  |  | TYPE=PIPE |  | PL |  |  |  |  | mm | 21.336 | 0.5 | 1613.6336 | 2679.5021 | 861.3068 |  | 10S | New |  | 1.95 | KG | [6 empty] | SHOP | SKID_GAS_RECUPERADO | 244623 | [7 empty] | 95 | FALSE | 95
PIPE, SEAMLESS, PE, SCH 160, B36.10, A106 Gr. B | ASTM A106 Gr. B |  |  |  | 1/2"-1-1/2" | PIPE, SEAMLESS | B | 1/2" |  |  | TYPE=PIPE |  | PL |  |  |  |  | mm | 21.336 | 0.5 | 1613.6336 | 2568.7541 | 845.5588 |  | 10S | New |  | 1.95 | KG | [6 empty] | SHOP | SKID_GAS_RECUPERADO | 244624 | [7 empty] | 75 | FALSE | 75
PIPE, SEAMLESS, PE, SCH 160, B36.10, A106 Gr. B | ASTM A106 Gr. B |  |  |  | 1/2"-1-1/2" | PIPE, SEAMLESS | B | 1/2" |  |  | TYPE=PIPE |  | PL |  |  |  |  | mm | 21.336 | 0.5 | 1613.6336 | 2568.7541 | 746.9622 |  | 10S | New |  | 1.95 | KG | [6 empty] | SHOP | SKID_GAS_RECUPERADO | 244625 | [7 empty] | 422.22 | FALSE | 422.22
PIPE, SEAMLESS, PE, SCH 160, B36.10, A106 Gr. B | ASTM A106 Gr. B |  |  |  | 1/2"-1-1/2" | PIPE, SEAMLESS | B | 1/2" |  |  | TYPE=PIPE |  | PL |  |  |  |  | mm | 21.336 | 0.5 | 397.9137 | 2553.0061 | 208.5431 |  | 10S | New |  | 1.95 | KG | [6 empty] | SHOP | SKID_GAS_RECUPERADO | 244626 | [7 empty] | 2526.0186 | FALSE | 2526.0186
PIPE, SEAMLESS, PE, SCH 160, B36.10, A106 Gr. B | ASTM A106 Gr. B |  |  |  | 1/2"-1-1/2" | PIPE, SEAMLESS | B | 1/2" |  |  | TYPE=PIPE |  | PL |  |  |  |  | mm | 21.336 | 0.5 | 1613.6336 | 3222.102 | 886.3068 |  | 10S | New |  | 1.95 | KG | [6 empty] | SHOP | SKID_GAS_RECUPERADO | 244627 | [7 empty] | 75 | FALSE | 75
PIPE, SEAMLESS, PE, SCH 160, B36.10, A106 Gr. B | ASTM A106 Gr. B |  |  |  | 1/2"-1-1/2" | PIPE, SEAMLESS | B | 1/2" |  |  | TYPE=PIPE |  | PL |  |  |  |  | mm | 21.336 | 0.5 | 394.4297 | 2746.2501 | 301.0916 |  | 10S | New |  | 1.95 | KG | [6 empty] | SHOP | SKID_GAS_RECUPERADO | 244628 | [7 empty] | 100 | FALSE | 100
PIPE, SEAMLESS, PE, SCH 160, B36.10, A106 Gr. B | ASTM A106 Gr. B |  |  |  | 1/2"-1-1/2" | PIPE, SEAMLESS | B | 1" |  |  | TYPE=PIPE |  | PL |  |  |  |  | mm | 33.401 | 1 | 307.9137 | 5705.0937 | 214.5756 |  | 10S | New |  | 4.24 | KG | [6 empty] | SHOP | SKID_GAS_RECUPERADO | 244629 | [7 empty] | 2936.4916 | FALSE | 2936.4916
PIPE, SEAMLESS, PE, SCH 160, B36.10, A106 Gr. B | ASTM A106 Gr. B |  |  |  | 1/2"-1-1/2" | PIPE, SEAMLESS | B | 1/2" |  |  | TYPE=PIPE |  | PL |  |  |  |  | mm | 21.336 | 0.5 | 1613.6336 | 3312.85 | 771.9622 |  | 10S | New |  | 1.95 | KG | [6 empty] | SHOP | SKID_GAS_RECUPERADO | 244630 | [7 empty] | 547.6711 | FALSE | 547.6711
PIPE, SEAMLESS, PE, SCH 160, B36.10, A106 Gr. B | ASTM A106 Gr. B |  |  |  | 1/2"-1-1/2" | PIPE, SEAMLESS | B | 1/2" |  |  | TYPE=PIPE |  | PL |  |  |  |  | mm | 21.336 | 0.5 | 1613.6336 | 3312.85 | 870.5588 |  | 10S | New |  | 1.95 | KG | [6 empty] | SHOP | SKID_GAS_RECUPERADO | 244631 | [7 empty] | 75 | FALSE | 75
PIPE, SEAMLESS, PE, SCH 160, B36.10, A106 Gr. B | ASTM A106 Gr. B |  |  |  | 1/2"-1-1/2" | PIPE, SEAMLESS | B | 1/2" |  |  | TYPE=PIPE |  | PL |  |  |  |  | mm | 21.336 | 0.5 | 599.1514 | 2746.2501 | 308.9942 |  | 10S | New |  | 1.95 | KG | [6 empty] | SHOP | SKID_GAS_RECUPERADO | 244632 | [7 empty] | 702.7604 | FALSE | 702.7604
PIPE, SEAMLESS, PE, SCH 160, B36.10, A106 Gr. B | ASTM A106 Gr. B |  |  |  | 1/2"-1-1/2" | PIPE, SEAMLESS | B | 1/2" |  |  | TYPE=PIPE |  | PL |  |  |  |  | mm | 21.336 | 0.5 | 1416.9843 | 2754.1527 | 308.9942 |  | 10S | New |  | 1.95 | KG | [6 empty] | SHOP | SKID_GAS_RECUPERADO | 244633 | [7 empty] | 262.3562 | FALSE | 262.3562
PIPE, SEAMLESS, PE, SCH 160, B36.10, A106 Gr. B | ASTM A106 Gr. B |  |  |  | 1/2"-1-1/2" | PIPE, SEAMLESS | D | 1/2" |  |  | TYPE=PIPE |  | PL |  |  |  |  | mm | 21.336 | 0.5 | 1460.579 | 7377.0317 | 214.5756 |  | 10S | New |  | 1.95 | KG | [6 empty] | SHOP | SKID_GAS_RECUPERADO | 244634 | [7 empty] | 653.9444 | FALSE | 653.9444
PIPE, SEAMLESS, PE, SCH 160, B36.10, A106 Gr. B | ASTM A106 Gr. B |  |  |  | 1/2"-1-1/2" | PIPE, SEAMLESS | B | 1/2" |  |  | TYPE=PIPE |  | PL |  |  |  |  | mm | 21.336 | 0.5 | 1231.6104 | 7377.0317 | 214.5756 |  | 10S | New |  | 1.95 | KG | [6 empty] | SHOP | SKID_GAS_RECUPERADO | 244635 | [7 empty] | 75 | FALSE | 75
PIPE, SEAMLESS, PE, SCH 160, B36.10, A106 Gr. B | ASTM A106 Gr. B |  |  |  | 1/2"-1-1/2" | PIPE, SEAMLESS | B | 1/2" |  |  | TYPE=PIPE |  | PL |  |  |  |  | mm | 21.336 | 0.5 | 1411.1438 | 2584.5021 | 308.9942 |  | 10S | New |  | 1.95 | KG | [6 empty] | SHOP | SKID_GAS_RECUPERADO | 244636 | [7 empty] | 75 | FALSE | 75
PIPE, SEAMLESS, PE, SCH 160, B36.10, A106 Gr. B | ASTM A106 Gr. B |  |  |  | 1/2"-1-1/2" | PIPE, SEAMLESS | D | 1/2" |  |  | TYPE=PIPE |  | PL |  |  |  |  | mm | 21.336 | 0.5 | 1361.9824 | 7377.0317 | 214.5756 |  | 10S | New |  | 1.95 | KG | [6 empty] | SHOP | SKID_GAS_RECUPERADO | 244637 | [7 empty] | 75 | FALSE | 75
PIPE, SEAMLESS, PE, SCH 160, B36.10, A106 Gr. B | ASTM A106 Gr. B |  |  |  | 1/2"-1-1/2" | PIPE, SEAMLESS | D | 1/2" |  |  | TYPE=PIPE |  | PL |  |  |  |  | mm | 21.336 | 0.5 | 2130.2714 | 7378.6474 | 609.5609 |  | 10S | New |  | 1.95 | KG | [6 empty] | SHOP | SKID_GAS_RECUPERADO | 244638 | [7 empty] | 379.2407 | FALSE | 379.2407
PIPE, SEAMLESS, PE, SCH 160, B36.10, A106 Gr. B | ASTM A106 Gr. B |  |  |  | 1/2"-1-1/2" | PIPE, SEAMLESS | B | 1/2" |  |  | TYPE=PIPE |  | PL |  |  |  |  | mm | 21.336 | 0.5 | 397.9137 | 2659.5021 | 208.5431 |  | 10S | New |  | 1.95 | KG | [6 empty] | SHOP | SKID_GAS_RECUPERADO | 244639 | [7 empty] | 75 | FALSE | 75
PIPE, SEAMLESS, PE, SCH 160, B36.10, A106 Gr. B | ASTM A106 Gr. B |  |  |  | 1/2"-1-1/2" | PIPE, SEAMLESS | B | 1/2" |  |  | TYPE=PIPE |  | PL |  |  |  |  | mm | 21.336 | 0.5 | 397.9137 | 2690.9981 | 208.5431 |  | 10S | New |  | 1.95 | KG | [6 empty] | SHOP | SKID_GAS_RECUPERADO | 244640 | [7 empty] | 2926.7296 | FALSE | 2926.7296
PIPE, SEAMLESS, PE, SCH 160, B36.10, A106 Gr. B | ASTM A106 Gr. B |  |  |  | 1/2"-1-1/2" | PIPE, SEAMLESS | B | 1" |  |  | TYPE=PIPE |  | PL |  |  |  |  | mm | 33.401 | 1 | 1613.6336 | 2562.0015 | 1866.3068 |  | 10S | New |  | 4.24 | KG | [6 empty] | SHOP | SKID_GAS_RECUPERADO | 244641 | [7 empty] | 121.7054 | FALSE | 121.7054
PIPE, SEAMLESS, PE, SCH 160, B36.10, A106 Gr. B | ASTM A106 Gr. B |  |  |  | 1/2"-1-1/2" | PIPE, SEAMLESS | B | 1" |  |  | TYPE=PIPE |  | PL |  |  |  |  | mm | 33.401 | 1 | 2213.7517 | 2417.9441 | 3101.6857 |  | 10S | New |  | 4.24 | KG | [6 empty] | SHOP | SKID_GAS_RECUPERADO | 244642 | [7 empty] | 577.7661 | FALSE | 577.7661
PIPE, SEAMLESS, PE, SCH 160, B36.10, A106 Gr. B | ASTM A106 Gr. B |  |  |  | 1/2"-1-1/2" | PIPE, SEAMLESS | B | 1" |  |  | TYPE=PIPE |  | PL |  |  |  |  | mm | 33.401 | 1 | 1125.9658 | 2950.7702 | 115.0564 |  | 10S | New |  | 4.24 | KG | [6 empty] | SHOP | SKID_GAS_RECUPERADO | 244643 | [7 empty] | 987.265 | FALSE | 987.265
PIPE, SEAMLESS, PE, SCH 160, B36.10, A106 Gr. B | ASTM A106 Gr. B |  |  |  | 1/2"-1-1/2" | PIPE, SEAMLESS | B | 1" |  |  | TYPE=PIPE |  | PL |  |  |  |  | mm | 33.401 | 1 | 1148.3178 | 2950.7671 | 1124.6733 |  | 10S | New |  | 4.24 | KG | [6 empty] | SHOP | SKID_GAS_RECUPERADO | 244644 | [7 empty] | 233.9009 | FALSE | 233.9009
PIPE, SEAMLESS, PE, SCH 160, B36.10, A106 Gr. B | ASTM A106 Gr. B |  |  |  | 1/2"-1-1/2" | PIPE, SEAMLESS | B | 1" |  |  | TYPE=PIPE |  | PL |  |  |  |  | mm | 33.401 | 1 | 583.91 | 1182.8339 | 214.5756 |  | 10S | New |  | 4.24 | KG | [6 empty] | SHOP | SKID_GAS_RECUPERADO | 244645 | [7 empty] | 1154.2399 | FALSE | 1154.2399
PIPE, SEAMLESS, PE, SCH 160, B36.10, A106 Gr. B | ASTM A106 Gr. B |  |  |  | 1/2"-1-1/2" | PIPE, SEAMLESS | B | 1/2" |  |  | TYPE=PIPE |  | PL |  |  |  |  | mm | 21.336 | 0.5 | 1426.8918 | 2568.7541 | 308.9942 |  | 10S | New |  | 1.95 | KG | [6 empty] | SHOP | SKID_GAS_RECUPERADO | 244646 | [7 empty] | 170.9938 | FALSE | 170.9938
PIPE, SEAMLESS, PE, SCH 160, B36.10, A106 Gr. B | ASTM A106 Gr. B |  |  |  | 1/2"-1-1/2" | PIPE, SEAMLESS | D | 1/2" |  |  | TYPE=PIPE |  | PL |  |  |  |  | mm | 21.336 | 0.5 | 1771.9244 | 249.3141 | 208.5431 |  | 10S | New |  | 1.95 | KG | [6 empty] | SHOP | SKID_GAS_RECUPERADO | 244647 | [7 empty] | 75 | FALSE | 75
PIPE, SEAMLESS, PE, SCH 160, B36.10, A106 Gr. B | ASTM A106 Gr. B |  |  |  | 1/2"-1-1/2" | PIPE, SEAMLESS | D | 1/2" |  |  | TYPE=PIPE |  | PL |  |  |  |  | mm | 21.336 | 0.5 | 1862.6724 | 478.0541 | 208.5431 |  | 10S | New |  | 1.95 | KG | [6 empty] | SHOP | SKID_GAS_RECUPERADO | 244648 | [7 empty] | 75 | FALSE | 75
PIPE, SEAMLESS, PE, SCH 160, B36.10, A106 Gr. B | ASTM A106 Gr. B |  |  |  | 1/2"-1-1/2" | PIPE, SEAMLESS | D | 1/2" |  |  | TYPE=PIPE |  | PL |  |  |  |  | mm | 21.336 | 0.5 | 1862.6724 | 1460.21 | 811.9597 |  | 10S | New |  | 1.95 | KG | [6 empty] | SHOP | SKID_GAS_RECUPERADO | 244649 | [7 empty] | 75 | FALSE | 75
PIPE, SEAMLESS, PE, SCH 160, B36.10, A106 Gr. B | ASTM A106 Gr. B |  |  |  | 1/2"-1-1/2" | PIPE, SEAMLESS | B | 1" |  |  | TYPE=PIPE |  | PL |  |  |  |  | mm | 33.401 | 1 | 330.2657 | 5727.4457 | 214.5756 |  | 10S | New |  | 4.24 | KG | [6 empty] | SHOP | SKID_GAS_RECUPERADO | 244650 | [7 empty] | 231.58 | FALSE | 231.58
PIPE, SEAMLESS, PE, SCH 160, B36.10, A106 Gr. B | ASTM A106 Gr. B |  |  |  | 1/2"-1-1/2" | PIPE, SEAMLESS | D | 1/2" |  |  | TYPE=PIPE |  | PL |  |  |  |  | mm | 21.336 | 0.5 | 231.0533 | 6500.2468 | 307.3387 |  | 10S | New |  | 1.95 | KG | [6 empty] | SHOP | SKID_GAS_RECUPERADO | 244651 | [7 empty] | 74.9961 | FALSE | 74.9961
PIPE, SEAMLESS, PE, SCH 160, B36.10, A106 Gr. B | ASTM A106 Gr. B |  |  |  | 1/2"-1-1/2" | PIPE, SEAMLESS | D | 1/2" |  |  | TYPE=PIPE |  | PL |  |  |  |  | mm | 21.336 | 0.5 | 231.0537 | 6393.7548 | 307.3387 |  | 10S | New |  | 1.95 | KG | [6 empty] | SHOP | SKID_GAS_RECUPERADO | 244652 | [7 empty] | 736.591 | FALSE | 736.591
PIPE, SEAMLESS, PE, SCH 160, B36.10, A106 Gr. B | ASTM A106 Gr. B |  |  |  | 1/2"-1-1/2" | PIPE, SEAMLESS | B | 1/2" |  |  | TYPE=PIPE |  | PL |  |  |  |  | mm | 21.336 | 0.5 | 360.0124 | 6409.5033 | 307.3387 |  | 10S | New |  | 1.95 | KG | [6 empty] | SHOP | SKID_GAS_RECUPERADO | 244653 | [7 empty] | 113.2108 | FALSE | 113.2108
PIPE, SCH 80, PE, B36.1, A-106 GR.B | ASTM A106 |  |  |  | PIPE, SEAMLESS, 80, 1/2" ND, PE, ASTM A106 | PIPE, SEAMLESS | A1A2 | 1/2" |  |  | TYPE=PIPE |  | PL |  |  |  |  | mm | 21.336 | 0.5 | 380.9468 | 5637.4457 | 218.5892 |  | 80 | New |  |  | KG | [6 empty] | SHOP | SKID_GAS_RECUPERADO | 244654 | [7 empty] | 154.4762 | TRUE | 154.4762
PIPE, SEAMLESS, PE, SCH 160, B36.10, A106 Gr. B | ASTM A106 Gr. B |  |  |  | 1/2"-1-1/2" | PIPE, SEAMLESS | D | 1/2" |  |  | TYPE=PIPE |  | PL |  |  |  |  | mm | 21.336 | 0.5 | 1758.3619 | 4141.8983 | 208.5431 |  | 10S | New |  | 1.95 | KG | [6 empty] | SHOP | SKID_GAS_RECUPERADO | 244655 | [7 empty] | 706.8043 | FALSE | 706.8043
PIPE, SEAMLESS, PE, SCH 160, B36.10, A106 Gr. B | ASTM A106 Gr. B |  |  |  | 1/2"-1-1/2" | PIPE, SEAMLESS | D | 1/2" |  |  | TYPE=PIPE |  | PL |  |  |  |  | mm | 21.336 | 0.5 | 1613.6415 | 3664.0626 | 208.5431 |  | 10S | New |  | 1.95 | KG | [6 empty] | SHOP | SKID_GAS_RECUPERADO | 244656 | [7 empty] | 75 | FALSE | 75
PIPE, SEAMLESS, PE, SCH 160, B36.10, A106 Gr. B | ASTM A106 Gr. B |  |  |  | 1/2"-1-1/2" | PIPE, SEAMLESS | D | 1/2" |  |  | TYPE=PIPE |  | PL |  |  |  |  | mm | 21.336 | 0.5 | 1613.6584 | 4157.1432 | 208.5431 |  | 10S | New |  | 1.95 | KG | [6 empty] | SHOP | SKID_GAS_RECUPERADO | 244657 | [7 empty] | 75 | FALSE | 75
PIPE, SEAMLESS, PE, SCH 160, B36.10, A106 Gr. B | ASTM A106 Gr. B |  |  |  | 1/2"-1-1/2" | PIPE, SEAMLESS | D | 1/2" |  |  | TYPE=PIPE |  | PL |  |  |  |  | mm | 21.336 | 0.5 | 1613.6488 | 3877.0506 | 208.5431 |  | 10S | New |  | 1.95 | KG | [6 empty] | SHOP | SKID_GAS_RECUPERADO | 244658 | [7 empty] | 75 | FALSE | 75
PIPE, SEAMLESS, PE, SCH 160, B36.10, A106 Gr. B | ASTM A106 Gr. B |  |  |  | 1/2"-1-1/2" | PIPE, SEAMLESS | B | 1/2" |  |  | TYPE=PIPE |  | PL |  |  |  |  | mm | 21.336 | 0.5 | 1758.3643 | 4212.5103 | 208.5431 |  | 10S | New |  | 1.95 | KG | [6 empty] | SHOP | SKID_GAS_RECUPERADO | 244659 | [7 empty] | 75 | FALSE | 75
PIPE, SEAMLESS, PE, SCH 160, B36.10, A106 Gr. B | ASTM A106 Gr. B |  |  |  | 1/2"-1-1/2" | PIPE, SEAMLESS | B | 1/2" |  |  | TYPE=PIPE |  | PL |  |  |  |  | mm | 21.336 | 0.5 | 1742.6194 | 4303.2588 | 208.5431 |  | 10S | New |  | 1.95 | KG | [6 empty] | SHOP | SKID_GAS_RECUPERADO | 244660 | [7 empty] | 113.208 | FALSE | 113.208
PIPE, SEAMLESS, PE, SCH 160, B36.10, A106 Gr. B | ASTM A106 Gr. B |  |  |  | 1/2"-1-1/2" | PIPE, SEAMLESS | D | 1/2" |  |  | TYPE=PIPE |  | PL |  |  |  |  | mm | 21.336 | 0.5 | 1613.6336 | 3435.094 | 208.5431 |  | 10S | New |  | 1.95 | KG | [6 empty] | SHOP | SKID_GAS_RECUPERADO | 244661 | [7 empty] | 75 | FALSE | 75
PIPE, SEAMLESS, PE, SCH 160, B36.10, A106 Gr. B | ASTM A106 Gr. B |  |  |  | 1/2"-1-1/2" | PIPE, SEAMLESS | D | 1/2" |  |  | TYPE=PIPE |  | PL |  |  |  |  | mm | 21.336 | 0.5 | 1629.3816 | 3419.346 | 208.5431 |  | 10S | New |  | 1.95 | KG | [6 empty] | SHOP | SKID_GAS_RECUPERADO | 244662 | [7 empty] | 113.2322 | FALSE | 113.2322
PIPE, SEAMLESS, PE, SCH 160, B36.10, A106 Gr. B | ASTM A106 Gr. B |  |  |  | 1/2"-1-1/2" | PIPE, SEAMLESS | D | 1/2" |  |  | TYPE=PIPE |  | PL |  |  |  |  | mm | 21.336 | 0.5 | 1613.637 | 3533.6906 | 208.5431 |  | 10S | New |  | 1.95 | KG | [6 empty] | SHOP | SKID_GAS_RECUPERADO | 244663 | [7 empty] | 75 | FALSE | 75
PIPE, SEAMLESS, PE, SCH 160, B36.10, A106 Gr. B | ASTM A106 Gr. B |  |  |  | 1/2"-1-1/2" | PIPE, SEAMLESS | D | 1/2" |  |  | TYPE=PIPE |  | PL |  |  |  |  | mm | 21.336 | 0.5 | 1613.6563 | 4050.6472 | 208.5447 |  | 10S | New |  | 1.95 | KG | [6 empty] | SHOP | SKID_GAS_RECUPERADO | 244664 | [7 empty] | 75 | FALSE | 75
PIPE, SEAMLESS, PE, SCH 160, B36.10, A106 Gr. B | ASTM A106 Gr. B |  |  |  | 1/2"-1-1/2" | PIPE, SEAMLESS | D | 1/2" |  |  | TYPE=PIPE |  | PL |  |  |  |  | mm | 21.336 | 0.5 | 1597.9083 | 4066.3952 | 208.5441 |  | 10S | New |  | 1.95 | KG | [6 empty] | SHOP | SKID_GAS_RECUPERADO | 244665 | [7 empty] | 75 | FALSE | 75
PIPE, SEAMLESS, PE, SCH 160, B36.10, A106 Gr. B | ASTM A106 Gr. B |  |  |  | 1/2"-1-1/2" | PIPE, SEAMLESS | D | 1/2" |  |  | TYPE=PIPE |  | PL |  |  |  |  | mm | 21.336 | 0.5 | 1613.6336 | 3403.598 | 208.5431 |  | 10S | New |  | 1.95 | KG | [6 empty] | SHOP | SKID_GAS_RECUPERADO | 244666 | [7 empty] | 75 | FALSE | 75
PIPE, SEAMLESS, PE, SCH 160, B36.10, A106 Gr. B | ASTM A106 Gr. B |  |  |  | 1/2"-1-1/2" | PIPE, SEAMLESS | B | 1/2" |  |  | TYPE=PIPE |  | PL |  |  |  |  | mm | 21.336 | 0.5 | 1597.9154 | 4303.2638 | 208.5431 |  | 10S | New |  | 1.95 | KG | [6 empty] | SHOP | SKID_GAS_RECUPERADO | 244667 | [7 empty] | 1094.1932 | FALSE | 1094.1932
PIPE, SEAMLESS, PE, SCH 160, B36.10, A106 Gr. B | ASTM A106 Gr. B |  |  |  | 1/2"-1-1/2" | PIPE, SEAMLESS | B | 1/2" |  |  | TYPE=PIPE |  | PL |  |  |  |  | mm | 21.336 | 0.5 | 487.9737 | 4287.5538 | 208.5431 |  | 10S | New |  | 1.95 | KG | [6 empty] | SHOP | SKID_GAS_RECUPERADO | 244668 | [7 empty] | 4260.7797 | FALSE | 4260.7797
PIPE, SEAMLESS, PE, SCH 160, B36.10, A106 Gr. B | ASTM A106 Gr. B |  |  |  | 1/2"-1-1/2" | PIPE, SEAMLESS | D | 1/2" |  |  | TYPE=PIPE |  | PL |  |  |  |  | mm | 21.336 | 0.5 | 1613.6603 | 4212.5152 | 208.5431 |  | 10S | New |  | 1.95 | KG | [6 empty] | SHOP | SKID_GAS_RECUPERADO | 244669 | [7 empty] | 75 | FALSE | 75
PIPE, SEAMLESS, PE, SCH 160, B36.10, A106 Gr. B | ASTM A106 Gr. B |  |  |  | 1/2"-1-1/2" | PIPE, SEAMLESS | D | 1/2" |  |  | TYPE=PIPE |  | PL |  |  |  |  | mm | 21.336 | 0.5 | 1862.6724 | 265.0621 | 208.5431 |  | 10S | New |  | 1.95 | KG | [6 empty] | SHOP | SKID_GAS_RECUPERADO | 244670 | [7 empty] | 75 | FALSE | 75
PIPE, SEAMLESS, PE, SCH 160, B36.10, A106 Gr. B | ASTM A106 Gr. B |  |  |  | 1/2"-1-1/2" | PIPE, SEAMLESS | D | 1/2" |  |  | TYPE=PIPE |  | PL |  |  |  |  | mm | 21.336 | 0.5 | 1862.6724 | 371.5581 | 208.5431 |  | 10S | New |  | 1.95 | KG | [6 empty] | SHOP | SKID_GAS_RECUPERADO | 244671 | [7 empty] | 75 | FALSE | 75
PIPE, SEAMLESS, PE, SCH 160, B36.10, A106 Gr. B | ASTM A106 Gr. B |  |  |  | 1/2"-1-1/2" | PIPE, SEAMLESS | B | 1/2" |  |  | TYPE=PIPE |  | PL |  |  |  |  | mm | 21.336 | 0.5 | 963.0072 | 249.3419 | 208.5431 |  | 10S | New |  | 1.95 | KG | [6 empty] | SHOP | SKID_GAS_RECUPERADO | 244672 | [7 empty] | 75 | FALSE | 75
PIPE, SEAMLESS, PE, SCH 160, B36.10, A106 Gr. B | ASTM A106 Gr. B |  |  |  | 1/2"-1-1/2" | PIPE, SEAMLESS | B | 1/2" |  |  | TYPE=PIPE |  | PL |  |  |  |  | mm | 21.336 | 0.5 | 227.7128 | 249.3395 | 198.7704 |  | 10S | New |  | 1.95 | KG | [6 empty] | SHOP | SKID_GAS_RECUPERADO | 244673 | [7 empty] | 100 | FALSE | 100
PIPE, SEAMLESS, PE, SCH 160, B36.10, A106 Gr. B | ASTM A106 Gr. B |  |  |  | 1/2"-1-1/2" | PIPE, SEAMLESS | B | 1/2" |  |  | TYPE=PIPE |  | PL |  |  |  |  | mm | 21.336 | 0.5 | 978.7596 | 340.0677 | 208.5431 |  | 10S | New |  | 1.95 | KG | [6 empty] | SHOP | SKID_GAS_RECUPERADO | 244674 | [7 empty] | 74.9783 | FALSE | 74.9783
PIPE, SEAMLESS, PE, SCH 160, B36.10, A106 Gr. B | ASTM A106 Gr. B |  |  |  | 1/2"-1-1/2" | PIPE, SEAMLESS | B | 1/2" |  |  | TYPE=PIPE |  | PL |  |  |  |  | mm | 21.336 | 0.5 | 796.3477 | 249.3451 | 128.0597 |  | 10S | New |  | 1.95 | KG | [6 empty] | SHOP | SKID_GAS_RECUPERADO | 244675 | [7 empty] | 102.6448 | FALSE | 102.6448
PIPE, SEAMLESS, PE, SCH 160, B36.10, A106 Gr. B | ASTM A106 Gr. B |  |  |  | 1/2"-1-1/2" | PIPE, SEAMLESS | B | 1/2" |  |  | TYPE=PIPE |  | PL |  |  |  |  | mm | 21.336 | 0.5 | 796.3477 | 462.3043 | 128.0597 |  | 10S | New |  | 1.95 | KG | [6 empty] | SHOP | SKID_GAS_RECUPERADO | 244676 | [7 empty] | 102.6448 | FALSE | 102.6448
PIPE, SEAMLESS, PE, SCH 160, B36.10, A106 Gr. B | ASTM A106 Gr. B |  |  |  | 1/2"-1-1/2" | PIPE, SEAMLESS | B | 1/2" |  |  | TYPE=PIPE |  | PL |  |  |  |  | mm | 21.336 | 0.5 | 317.5021 | 249.3395 | 120.1571 |  | 10S | New |  | 1.95 | KG | [6 empty] | SHOP | SKID_GAS_RECUPERADO | 244677 | [7 empty] | 459.767 | FALSE | 459.767
PIPE, SEAMLESS, PE, SCH 160, B36.10, A106 Gr. B | ASTM A106 Gr. B |  |  |  | 1/2"-1-1/2" | PIPE, SEAMLESS | B | 1/2" |  |  | TYPE=PIPE |  | PL |  |  |  |  | mm | 21.336 | 0.5 | 888.0072 | 462.3036 | 208.5431 |  | 10S | New |  | 1.95 | KG | [6 empty] | SHOP | SKID_GAS_RECUPERADO | 244678 | [7 empty] | 75 | FALSE | 75
PIPE, SEAMLESS, PE, SCH 160, B36.10, A106 Gr. B | ASTM A106 Gr. B |  |  |  | 1/2"-1-1/2" | PIPE, SEAMLESS | D | 1/2" |  |  | TYPE=PIPE |  | PL |  |  |  |  | mm | 21.336 | 0.5 | 1862.6724 | 1460.21 | 713.3631 |  | 10S | New |  | 1.95 | KG | [6 empty] | SHOP | SKID_GAS_RECUPERADO | 244679 | [7 empty] | 489.072 | FALSE | 489.072
PIPE, SEAMLESS, PE, SCH 160, B36.10, A106 Gr. B | ASTM A106 Gr. B |  |  |  | 1/2"-1-1/2" | PIPE, SEAMLESS | B | 1/2" |  |  | TYPE=PIPE |  | PL |  |  |  |  | mm | 21.336 | 0.5 | 413.5083 | 462.2992 | 120.1571 |  | 10S | New |  | 1.95 | KG | [6 empty] | SHOP | SKID_GAS_RECUPERADO | 244680 | [7 empty] | 363.7608 | FALSE | 363.7608
PIPE, SEAMLESS, PE, SCH 160, B36.10, A106 Gr. B | ASTM A106 Gr. B |  |  |  | 1/2"-1-1/2" | PIPE, SEAMLESS | B | 1/2" |  |  | TYPE=PIPE |  | PL |  |  |  |  | mm | 21.336 | 0.5 | 323.719 | 462.2992 | 198.7704 |  | 10S | New |  | 1.95 | KG | [6 empty] | SHOP | SKID_GAS_RECUPERADO | 244681 | [7 empty] | 100 | FALSE | 100
PIPE, SEAMLESS, PE, SCH 160, B36.10, A106 Gr. B | ASTM A106 Gr. B |  |  |  | 1/2"-1-1/2" | PIPE, SEAMLESS | B | 1" |  |  | TYPE=PIPE |  | PL |  |  |  |  | mm | 33.401 | 1 | 307.9137 | 2723.8981 | 214.5756 |  | 10S | New |  | 4.24 | KG | [6 empty] | SHOP | SKID_GAS_RECUPERADO | 244682 | [7 empty] | 2239.2469 | FALSE | 2239.2469
PIPE, SEAMLESS, PE, SCH 160, B36.10, A106 Gr. B | ASTM A106 Gr. B |  |  |  | 1/2"-1-1/2" | PIPE, SEAMLESS | B | 1" |  |  | TYPE=PIPE |  | PL |  |  |  |  | mm | 33.401 | 1 | 211.9076 | 226.9875 | 214.5756 |  | 10S | New |  | 4.24 | KG | [6 empty] | SHOP | SKID_GAS_RECUPERADO | 244683 | [7 empty] | 200 | FALSE | 200
PIPE, SEAMLESS, PE, SCH 160, B36.10, A106 Gr. B | ASTM A106 Gr. B |  |  |  | 1/2"-1-1/2" | PIPE, SEAMLESS | D | 1/2" |  |  | TYPE=PIPE |  | PL |  |  |  |  | mm | 21.336 | 0.5 | 1862.6724 | 617.5701 | 208.5431 |  | 10S | New |  | 1.95 | KG | [6 empty] | SHOP | SKID_GAS_RECUPERADO | 244684 | [7 empty] | 826.8919 | FALSE | 826.8919
PIPE, SEAMLESS, PE, SCH 160, B36.10, A106 Gr. B | ASTM A106 Gr. B |  |  |  | 1/2"-1-1/2" | PIPE, SEAMLESS | B | 1" |  |  | TYPE=PIPE |  | PL |  |  |  |  | mm | 33.401 | 1 | 307.9137 | 439.9472 | 214.5756 |  | 10S | New |  | 4.24 | KG | [6 empty] | SHOP | SKID_GAS_RECUPERADO | 244685 | [7 empty] | 411.3531 | FALSE | 411.3531
PIPE, SEAMLESS, PE, SCH 160, B36.10, A106 Gr. B | ASTM A106 Gr. B |  |  |  | 1/2"-1-1/2" | PIPE, SEAMLESS | B | 1" |  |  | TYPE=PIPE |  | PL |  |  |  |  | mm | 33.401 | 1 | 212.0068 | 2928.45 | 214.5756 |  | 10S | New |  | 4.24 | KG | [6 empty] | SHOP | SKID_GAS_RECUPERADO | 244686 | [7 empty] | 2656.7585 | FALSE | 2656.7585
PIPE, SEAMLESS, PE, SCH 160, B36.10, A106 Gr. B | ASTM A106 Gr. B |  |  |  | 1/2"-1-1/2" | PIPE, SEAMLESS | B | 1" |  |  | TYPE=PIPE |  | PL |  |  |  |  | mm | 33.401 | 1 | 1597.8284 | 2402.1389 | 214.5756 |  | 10S | New |  | 4.24 | KG | [6 empty] | SHOP | SKID_GAS_RECUPERADO | 244687 | [7 empty] | 1419.6732 | FALSE | 1419.6732
PIPE, SEAMLESS, PE, SCH 160, B36.10, A106 Gr. B | ASTM A106 Gr. B |  |  |  | 1/2"-1-1/2" | PIPE, SEAMLESS | B | 1" | 1"-FG-B-319-N |  | TYPE=PIPE |  | PL |  |  |  |  | mm | 33.401 | 1 | 80.0028 | 3450.802 | 3379.9161 |  | 10S | New |  | 4.24 | KG | [6 empty] | SHOP | SKID GAS | 319088 | [7 empty] | 100 | FALSE | 100
PIPE, SEAMLESS, PE, SCH 160, B36.10, A106 Gr. B | ASTM A106 Gr. B |  |  |  | 1/2"-1-1/2" | PIPE, SEAMLESS | B | 1" | 1"-PG-B-316-N |  | TYPE=PIPE |  | PL |  |  |  |  | mm | 33.401 | 1 | 2213.7289 | 2417.9441 | 3101.6857 |  | 10S | New |  | 4.24 | KG | [6 empty] | SHOP | SKID GAS | 319540 | [7 empty] | 100 | FALSE | 100
PIPE, SEAMLESS, BE, SCH 80, B36.10, A106 Gr B | API 5L Gr. B |  |  |  | 3"-8" | PIPE, SEAMLESS | D | 4" | 4"-PG-D-306-N |  | TYPE=PIPE |  | PL |  |  |  |  | mm | 114.3 | 4 | 584.7026 | 8522.7667 | 3177.0479 |  | STD | New |  | 22.32 | KG | [6 empty] | SHOP | SKID GAS | 320335 | [7 empty] | 902.9144 | FALSE | 902.9144
PIPE, SEAMLESS, PE, SCH 160, B36.10, A106 Gr. B | ASTM A106 Gr. B |  |  |  | 1/2"-1-1/2" | PIPE, SEAMLESS | D | 1 1/2" | 1 1/2"-R-D-600-N |  | TYPE=PIPE |  | PL |  |  |  |  | mm | 48.26 | 1.5 | 1359.3426 | 9674.8267 | 3813.6549 |  | 10S | New |  | 7.25 | KG | [6 empty] | SHOP | SKID GAS | 320337 | [7 empty] | 150 | FALSE | 150
PIPE, SEAMLESS, PE, SCH 160, B36.10, A106 Gr. B | ASTM A106 Gr. B |  |  |  | 1/2"-1-1/2" | PIPE, SEAMLESS | B | 1" | 1"-LIH-B-448-N |  | TYPE=PIPE |  | PL |  |  |  |  | mm | 33.401 | 1 | 212.3428 | 13079.92 | 214.5756 |  | 10S | New |  | 4.24 | KG | [6 empty] | SHOP | SKID GAS | 320348 | [7 empty] | 100 | FALSE | 100
PIPE, SEAMLESS, BE, SCH 80, B36.10, A106 Gr B | API 5L Gr. B |  |  |  | 3"-8" | PIPE, SEAMLESS | D | 4" | 4"-PG-D-306-N |  | TYPE=PIPE |  | PL |  |  |  |  | mm | 114.3 | 4 | 584.7026 | 8675.1667 | 3329.4479 |  | STD | New |  | 22.32 | KG | [6 empty] | SHOP | SKID GAS | 320351 | [7 empty] | 2828.767 | FALSE | 2828.767
PIPE, SEAMLESS, PE, SCH 160, B36.10, A106 Gr. B | ASTM A106 Gr. B |  |  |  | 1/2"-1-1/2" | PIPE, SEAMLESS | D | 1/2" | 1 1/2"-R-D-600-N |  | TYPE=PIPE |  | PL |  |  |  |  | mm | 21.336 | 0.5 | 1391.0926 | 10254.2267 | 4085.5749 |  | 10S | New |  | 1.95 | KG | [6 empty] | SHOP | SKID GAS | 320365 | [7 empty] | 75 | FALSE | 75
PIPE, SEAMLESS, PE, SCH 160, B36.10, A106 Gr. B | ASTM A106 Gr. B |  |  |  | 1/2"-1-1/2" | PIPE, SEAMLESS | B | 1" | 1"-FG-B-319-N |  | TYPE=PIPE |  | PL |  |  |  |  | mm | 33.401 | 1 | 80.0028 | 3450.802 | 3410.1167 |  | 10S | New |  | 4.24 | KG | [6 empty] | SHOP | SKID GAS | 320381 | [8 empty] | FALSE | 100
PIPE, SEAMLESS, PE, SCH 160, B36.10, A106 Gr. B | ASTM A106 Gr. B |  |  |  | 1/2"-1-1/2" | PIPE, SEAMLESS | D | 1/2" | 1/2"-LIH-D-434-N |  | TYPE=PIPE |  | PL |  |  |  |  | mm | 21.336 | 0.5 | 1786.4829 | 4849.0747 | 327.7468 |  | 10S | New |  | 1.95 | KG | [6 empty] | SHOP | SKID GAS | 320413 | [7 empty] | 328.0405 | FALSE | 328.0405
PIPE, SEAMLESS, BE, SCH 40, B36.10, A106 Gr. B | API 5L Gr. B |  |  |  | 2"-24" | PIPE, SEAMLESS | B | 2" | 1 1/2"-FG-B-309-N |  | TYPE=PIPE |  | PL |  |  |  |  | mm | 60.325 | 2 | 2236.0809 | 863.2913 | 3532.4687 |  | STD | New |  | 5.44 | KG | [6 empty] | SHOP | SKID GAS | 320450 | [7 empty] | 200.875 | FALSE | 200.875
PIPE, SEAMLESS, PE, SCH 160, B36.10, A106 Gr. B | ASTM A106 Gr. B |  |  |  | 1/2"-1-1/2" | PIPE, SEAMLESS | D | 1/2" | 1/2"-PRW-D-200-N |  | TYPE=PIPE |  | PL |  |  |  |  | mm | 21.336 | 0.5 | 247.4899 | 7887.7772 | 307.3387 |  | 10S | New |  | 1.95 | KG | [6 empty] | SHOP | SKID GAS | 320451 | [8 empty] | FALSE | 320.9598
PIPE, SEAMLESS, BE, SCH 80, B36.10, A106 Gr B | API 5L Gr. B |  |  |  | 3"-8" | PIPE, SEAMLESS | D | 3" | 3"-MUL-D-015-N |  | TYPE=PIPE |  | PL |  |  |  |  | mm | 88.9 | 3 | 581.8232 | 4901.5584 | 2383.3962 |  | STD | New |  | 15.27 | KG | [6 empty] | SHOP | SKID GAS | 320453 | [7 empty] | 4454.6581 | FALSE | 4454.6581
PIPE, SEAMLESS, PE, SCH 160, B36.10, A106 Gr. B | ASTM A106 Gr. B |  |  |  | 1/2"-1-1/2" | PIPE, SEAMLESS | B | 1" | 1"-DO-B-505-N |  | TYPE=PIPE |  | PL |  |  |  |  | mm | 33.401 | 1 | 606.5497 | 5727.4457 | 214.5756 |  | 10S | New |  | 4.24 | KG | [6 empty] | SHOP | SKID GAS | 320516 | [7 empty] | 580.3567 | FALSE | 580.3567
PIPE, SEAMLESS, PE, SCH 160, B36.10, A106 Gr. B | ASTM A106 Gr. B |  |  |  | 1/2"-1-1/2" | PIPE, SEAMLESS | D | 1/2" | 1/2"-LIH-D-433-N |  | TYPE=PIPE |  | PL |  |  |  |  | mm | 21.336 | 0.5 | 584.5339 | 8900.3241 | 214.5756 |  | 10S | New |  | 1.95 | KG | [6 empty] | SHOP | SKID GAS | 320518 | [7 empty] | 75 | FALSE | 75
PIPE, SEAMLESS, PE, SCH 160, B36.10, A106 Gr. B | ASTM A106 Gr. B |  |  |  | 1/2"-1-1/2" | PIPE, SEAMLESS | B | 1" | 1"-LIH-B-448-N |  | TYPE=PIPE |  | PL |  |  |  |  | mm | 33.401 | 1 | 212.2469 | 10283.8459 | 214.5756 |  | 10S | New |  | 4.24 | KG | [6 empty] | SHOP | SKID GAS | 320526 | [7 empty] | 2751.3701 | FALSE | 2751.3701
PIPE, SEAMLESS, BE, SCH 80, B36.10, A106 Gr B | API 5L Gr. B |  |  |  | 3"-8" | PIPE, SEAMLESS | D | 3" | 3"-MUL-D-015-N |  | TYPE=PIPE |  | PL |  |  |  |  | mm | 88.9 | 3 | 581.9141 | 5015.8583 | 2269.0962 |  | STD | New |  | 15.27 | KG | [6 empty] | SHOP | SKID GAS | 320539 | [7 empty] | 857.0133 | FALSE | 857.0133
PIPE, SEAMLESS, PE, SCH 160, B36.10, A106 Gr. B | ASTM A106 Gr. B |  |  |  | 1/2"-1-1/2" | PIPE, SEAMLESS | D | 1/2" | 1/2"-DO-D-500-N |  | TYPE=PIPE |  | PL |  |  |  |  | mm | 21.336 | 0.5 | 1209.3459 | 10169.2915 | 214.5756 |  | 10S | New |  | 1.95 | KG | [6 empty] | SHOP | SKID GAS | 320541 | [7 empty] | 76.4202 | FALSE | 76.4202
PIPE, SEAMLESS, PE, SCH 160, B36.10, A106 Gr. B | ASTM A106 Gr. B |  |  |  | 1/2"-1-1/2" | PIPE, SEAMLESS | B | 1/2" | 1/2"-DO-B-504-N |  | TYPE=PIPE |  | PL |  |  |  |  | mm | 21.336 | 0.5 | 422.1763 | 3106.4716 | 328.8383 |  | 10S | New |  | 1.95 | KG | [6 empty] | SHOP | SKID GAS | 320552 | [7 empty] | 139.2397 | FALSE | 139.2397
PIPE, SEAMLESS, PE, SCH 160, B36.10, A106 Gr. B | ASTM A106 Gr. B |  |  |  | 1/2"-1-1/2" | PIPE, SEAMLESS | B | 1" | 1"-LIH-B-448-N |  | TYPE=PIPE |  | PL |  |  |  |  | mm | 33.401 | 1 | 211.9076 | 271.6915 | 214.5756 |  | 10S | New |  | 4.24 | KG | [6 empty] | SHOP | SKID GAS | 320558 | [7 empty] | 2219.9012 | FALSE | 2219.9012
PIPE, SEAMLESS, PE, SCH 160, B36.10, A106 Gr. B | ASTM A106 Gr. B |  |  |  | 1/2"-1-1/2" | PIPE, SEAMLESS | D | 1/2" | 1/2"-LIH-D-404-N |  | TYPE=PIPE |  | PL |  |  |  |  | mm | 21.336 | 0.5 | 436.7284 | 13057.5613 | 214.5757 |  | 10S | New |  | 1.95 | KG | [6 empty] | SHOP | SKID GAS | 320597 | [7 empty] | 75 | FALSE | 75
PIPE, SEAMLESS, PE, SCH 160, B36.10, A106 Gr. B | ASTM A106 Gr. B |  |  |  | 1/2"-1-1/2" | PIPE, SEAMLESS | B | 1/2" | 3"-R-B-602-N |  | TYPE=PIPE |  | PL |  |  |  |  | mm | 21.336 | 0.5 | 650.839 | 9674.8267 | 4519.1535 |  | 10S | New |  | 1.95 | KG | [6 empty] | SHOP | SKID GAS | 320618 | [7 empty] | 75 | FALSE | 75
PIPE, SEAMLESS, BE, SCH 80, B36.10, A106 Gr B | API 5L Gr. B |  |  |  | 3"-8" | PIPE, SEAMLESS | D | 4" | 4"-PG-D-305-N |  | TYPE=PIPE |  | PL |  |  |  |  | mm | 114.3 | 4 | 1206.9426 | 11116.5246 | 4977.3603 |  | STD | New |  | 22.32 | KG | [6 empty] | SHOP | SKID GAS | 320638 | [7 empty] | 469.8415 | FALSE | 469.8415
PIPE, SEAMLESS, PE, SCH 160, B36.10, A106 Gr. B | ASTM A106 Gr. B |  |  |  | 1/2"-1-1/2" | PIPE, SEAMLESS | D | 1/2" | 1/2"-LIH-D-433-N |  | TYPE=PIPE |  | PL |  |  |  |  | mm | 21.336 | 0.5 | 584.5012 | 8359.5148 | 214.5756 |  | 10S | New |  | 1.95 | KG | [6 empty] | SHOP | SKID GAS | 320690 | [7 empty] | 75 | FALSE | 75
PIPE, SEAMLESS, PE, SCH 160, B36.10, A106 Gr. B | ASTM A106 Gr. B |  |  |  | 1/2"-1-1/2" | PIPE, SEAMLESS | B | 1" | 1"-PG-B-317-N |  | TYPE=PIPE |  | PL |  |  |  |  | mm | 33.401 | 1 | 583.91 | 2221.9301 | 214.5756 |  | 10S | New |  | 4.24 | KG | [6 empty] | SHOP | SKID GAS | 320699 | [7 empty] | 2193.336 | FALSE | 2193.336
PIPE, SEAMLESS, PE, SCH 160, B36.10, A106 Gr. B | ASTM A106 Gr. B |  |  |  | 1/2"-1-1/2" | PIPE, SEAMLESS | D | 1/2" | 1/2"-DO-B-502-N |  | TYPE=PIPE |  | PL |  |  |  |  | mm | 21.336 | 0.5 | 582.9958 | 5855.7676 | 409.6829 |  | 10S | New |  | 1.95 | KG | [6 empty] | SHOP | SKID GAS | 320776 | [7 empty] | 179.3633 | FALSE | 179.3633
PIPE, SEAMLESS, PE, SCH 160, B36.10, A106 Gr. B | ASTM A106 Gr. B |  |  |  | 1/2"-1-1/2" | PIPE, SEAMLESS | D | 1/2" | 1/2"-LIH-D-409-N |  | TYPE=PIPE |  | PL |  |  |  |  | mm | 21.336 | 0.5 | 1161.6035 | 249.3403 | 308.5429 |  | 10S | New |  | 1.95 | KG | [6 empty] | SHOP | SKID GAS | 320781 | [7 empty] | 75 | FALSE | 75
PIPE, SEAMLESS, PE, SCH 160, B36.10, A106 Gr. B | ASTM A106 Gr. B |  |  |  | 1/2"-1-1/2" | PIPE, SEAMLESS | D | 1/2" | 1/2"-PRW-D-200-N |  | TYPE=PIPE |  | PL |  |  |  |  | mm | 21.336 | 0.5 | 231.0418 | 7238.6686 | 307.3387 |  | 10S | New |  | 1.95 | KG | [6 empty] | SHOP | SKID GAS | 320892 | [7 empty] | 75 | FALSE | 75
PIPE, SEAMLESS, PE, SCH 160, B36.10, A106 Gr. B | ASTM A106 Gr. B |  |  |  | 1/2"-1-1/2" | PIPE, SEAMLESS | B | 1/2" | 1/2"-DO-B-503-N |  | TYPE=PIPE |  | PL |  |  |  |  | mm | 21.336 | 0.5 | 413.5083 | 355.8032 | 120.1571 |  | 10S | New |  | 1.95 | KG | [6 empty] | SHOP | SKID GAS | 320894 | [7 empty] | 363.7608 | FALSE | 363.7608
PIPE, SEAMLESS, BE, SCH 80, B36.10, A106 Gr B | API 5L Gr. B |  |  |  | 3"-8" | PIPE, SEAMLESS | D | 4" | 4"-PG-D-326-HT |  | TYPE=PIPE |  | PL |  |  |  |  | mm | 114.3 | 4 | 2130.2714 | 9428.4029 | 354.8352 |  | STD | New |  | 22.32 | KG | [6 empty] | SHOP | SKID GAS | 320898 | [7 empty] | 247.752 | FALSE | 247.752
PIPE, SEAMLESS, PE, SCH 160, B36.10, A106 Gr. B | ASTM A106 Gr. B |  |  |  | 1/2"-1-1/2" | PIPE, SEAMLESS | D | 1 1/2" | 1 1/2"-R-D-600-N |  | TYPE=PIPE |  | PL |  |  |  |  | mm | 48.26 | 1.5 | 1359.3426 | 10254.2267 | 4053.8249 |  | 10S | New |  | 7.25 | KG | [6 empty] | SHOP | SKID GAS | 320996 | [7 empty] | 150 | FALSE | 150
PIPE, SEAMLESS, PE, SCH 160, B36.10, A106 Gr. B | ASTM A106 Gr. B |  |  |  | 1/2"-1-1/2" | PIPE, SEAMLESS | D | 1 1/2" | 1 1/2"-R-D-600-N |  | TYPE=PIPE |  | PL |  |  |  |  | mm | 48.26 | 1.5 | 1359.3426 | 9964.5267 | 3600.1549 |  | 10S | New |  | 7.25 | KG | [6 empty] | SHOP | SKID GAS | 321041 | [7 empty] | 201.4087 | FALSE | 201.4087
PIPE, SEAMLESS, PE, SCH 160, B36.10, A106 Gr. B | ASTM A106 Gr. B |  |  |  | 1/2"-1-1/2" | PIPE, SEAMLESS | D | 1/2" | 1/2"-LIH-D-404-N |  | TYPE=PIPE |  | PL |  |  |  |  | mm | 21.336 | 0.5 | 1339.0283 | 13189.7005 | 514 |  | 10S | New |  | 1.95 | KG | [6 empty] | SHOP | SKID GAS | 321043 | [7 empty] | 86.5714 | FALSE | 86.5714
PIPE, SEAMLESS, PE, SCH 160, B36.10, A106 Gr. B | ASTM A106 Gr. B |  |  |  | 1/2"-1-1/2" | PIPE, SEAMLESS | B | 1 1/2" | 1 1/2"-FG-B-309-N |  | TYPE=PIPE |  | PL |  |  |  |  | mm | 48.26 | 1.5 | 2236.0809 | 586.417 | 3532.4687 |  | 10S | New |  | 7.25 | KG | [6 empty] | SHOP | SKID GAS | 321072 | [7 empty] | 487 | FALSE | 487
PIPE, SEAMLESS, BE, SCH 40, B36.10, A106 Gr. B | API 5L Gr. B |  |  |  | 2"-24" | PIPE, SEAMLESS | B | 3" | 3"-R-B-601-N |  | TYPE=PIPE |  | PL |  |  |  |  | mm | 88.9 | 3 | 80.0028 | 10254.2267 | 4301.6022 |  | STD | New |  | 11.29 | KG | [6 empty] | SHOP | SKID GAS | 321083 | [7 empty] | 654.8086 | FALSE | 654.8086
PIPE, SEAMLESS, PE, SCH 160, B36.10, A106 Gr. B | ASTM A106 Gr. B |  |  |  | 1/2"-1-1/2" | PIPE, SEAMLESS | B | 1/2" | 1/2"-DO-B-503-N |  | TYPE=PIPE |  | PL |  |  |  |  | mm | 21.336 | 0.5 | 323.719 | 355.8032 | 198.7704 |  | 10S | New |  | 1.95 | KG | [6 empty] | SHOP | SKID GAS | 321136 | [7 empty] | 100 | FALSE | 100
PIPE, SEAMLESS, PE, SCH 160, B36.10, A106 Gr. B | ASTM A106 Gr. B |  |  |  | 1/2"-1-1/2" | PIPE, SEAMLESS | D | 1/2" | 1/2"-PRW-D-200-N |  | TYPE=PIPE |  | PL |  |  |  |  | mm | 21.336 | 0.5 | 584.1977 | 7887.7669 | 609.5609 |  | 10S | New |  | 1.95 | KG | [6 empty] | SHOP | SKID GAS | 321168 | [8 empty] | FALSE | 286.4742
PIPE, SCH 80, PE, B36.1, A-106 GR.B | ASTM A106 |  |  |  | PIPE, SEAMLESS, 80, 1/2" ND, PE, ASTM A106 | PIPE, SEAMLESS | A1A2 | 1/2" | 1/2"-PRW-A2-201-N |  | TYPE=PIPE |  | PL |  |  |  |  | mm | 21.336 | 0.5 | 397.9137 | 4846.6853 | 208.5431 |  | 80 | New |  |  | KG | [6 empty] | SHOP | SKID GAS | 321227 | [7 empty] | 771.0424 | TRUE | 771.0424
PIPE, SEAMLESS, PE, SCH 160, B36.10, A106 Gr. B | ASTM A106 Gr. B |  |  |  | 1/2"-1-1/2" | PIPE, SEAMLESS | B | 1" | 1"-LIH-B-448-N |  | TYPE=PIPE |  | PL |  |  |  |  | mm | 33.401 | 1 | 211.9076 | 226.9875 | 214.5756 |  | 10S | New |  | 4.24 | KG | [6 empty] | SHOP | SKID GAS | 321273 | [7 empty] | 200 | FALSE | 200
PIPE, SEAMLESS, PE, SCH 160, B36.10, A106 Gr. B | ASTM A106 Gr. B |  |  |  | 1/2"-1-1/2" | PIPE, SEAMLESS | B | 1/2" | 1/2"-LIH-B-410-N |  | TYPE=PIPE |  | PL |  |  |  |  | mm | 21.336 | 0.5 | 227.7128 | 249.3395 | 198.7704 |  | 10S | New |  | 1.95 | KG | [6 empty] | SHOP | SKID GAS | 321297 | [7 empty] | 100 | FALSE | 100
PIPE, SEAMLESS, PE, SCH 160, B36.10, A106 Gr. B | ASTM A106 Gr. B |  |  |  | 1/2"-1-1/2" | PIPE, SEAMLESS | D | 1 1/2" | 1 1/2"-R-D-600-N |  | TYPE=PIPE |  | PL |  |  |  |  | mm | 48.26 | 1.5 | 1359.3426 | 10463.4992 | 3366.9962 |  | 10S | New |  | 7.25 | KG | [6 empty] | SHOP | SKID GAS | 321312 | [7 empty] | 150 | FALSE | 150
PIPE, SEAMLESS, PE, SCH 160, B36.10, A106 Gr. B | ASTM A106 Gr. B |  |  |  | 1/2"-1-1/2" | PIPE, SEAMLESS | B | 1" | 1"-DO-B-505-N |  | TYPE=PIPE |  | PL |  |  |  |  | mm | 33.401 | 1 | 1209.2584 | 7354.6797 | 214.5756 |  | 10S | New |  | 4.24 | KG | [6 empty] | SHOP | SKID GAS | 321405 | [7 empty] | 1604.882 | FALSE | 1604.882
PIPE, SEAMLESS, PE, SCH 160, B36.10, A106 Gr. B | ASTM A106 Gr. B |  |  |  | 1/2"-1-1/2" | PIPE, SEAMLESS | B | 1/2" | 1/2"-LIH-B-407-N |  | TYPE=PIPE |  | PL |  |  |  |  | mm | 21.336 | 0.5 | 577.4086 | 5979.0535 | 120.1571 |  | 10S | New |  | 1.95 | KG | [6 empty] | SHOP | SKID GAS | 321487 | [7 empty] | 1177.6166 | FALSE | 1177.6166
PIPE, SEAMLESS, PE, SCH 160, B36.10, A106 Gr. B | ASTM A106 Gr. B |  |  |  | 1/2"-1-1/2" | PIPE, SEAMLESS | D | 1/2" | 1/2"-LIH-D-434-N |  | TYPE=PIPE |  | PL |  |  |  |  | mm | 21.336 | 0.5 | 2130.2714 | 4849.0634 | 343.4948 |  | 10S | New |  | 1.95 | KG | [6 empty] | SHOP | SKID GAS | 321499 | [7 empty] | 199.7527 | FALSE | 199.7527
PIPE, SEAMLESS, PE, SCH 160, B36.10, A106 Gr. B | ASTM A106 Gr. B |  |  |  | 1/2"-1-1/2" | PIPE, SEAMLESS | B | 1 1/2" | 1 1/2"-FG-B-309-N |  | TYPE=PIPE |  | PL |  |  |  |  | mm | 48.26 | 1.5 | 2236.0809 | 1701.2163 | 3532.4687 |  | 10S | New |  | 7.25 | KG | [6 empty] | SHOP | SKID GAS | 321506 | [7 empty] | 1717.8357 | FALSE | 1717.8357
PIPE, SCH 80, PE, B36.1, A-106 GR.B | ASTM A106 |  |  |  | PIPE, SEAMLESS, 80, 1/2" ND, PE, ASTM A106 | PIPE, SEAMLESS | A1A2 | 1/2" | 1/2"-PRW-A2-201-N |  | TYPE=PIPE |  | PL |  |  |  |  | mm | 21.336 | 0.5 | 380.9468 | 5637.4457 | 218.5892 |  | 80 | New |  |  | KG | [6 empty] | SHOP | SKID GAS | 321545 | [7 empty] | 154.4762 | TRUE | 154.4762
PIPE, SEAMLESS, PE, SCH 160, B36.10, A106 Gr. B | ASTM A106 Gr. B |  |  |  | 1/2"-1-1/2" | PIPE, SEAMLESS | D | 1/2" | 1/2"-LIH-D-409-N |  | TYPE=PIPE |  | PL |  |  |  |  | mm | 21.336 | 0.5 | 1862.6724 | 371.5581 | 308.5431 |  | 10S | New |  | 1.95 | KG | [6 empty] | SHOP | SKID GAS | 321560 | [7 empty] | 75 | FALSE | 75
PIPE, SEAMLESS, PE, SCH 160, B36.10, A106 Gr. B | ASTM A106 Gr. B |  |  |  | 1/2"-1-1/2" | PIPE, SEAMLESS | D | 1 1/2" | 1 1/2"-R-D-603-N |  | TYPE=PIPE |  | PL |  |  |  |  | mm | 48.26 | 1.5 | 1227.2776 | 9076.7055 | 3406.9161 |  | 10S | New |  | 7.25 | KG | [6 empty] | SHOP | SKID GAS | 321760 | [7 empty] | 193.2031 | FALSE | 193.2031
PIPE, SEAMLESS, PE, SCH 160, B36.10, A106 Gr. B | ASTM A106 Gr. B |  |  |  | 1/2"-1-1/2" | PIPE, SEAMLESS | D | 1/2" | 1/2"-LIH-D-434-N |  | TYPE=PIPE |  | PL |  |  |  |  | mm | 21.336 | 0.5 | 1770.7672 | 5579.3495 | 327.7468 |  | 10S | New |  | 1.95 | KG | [6 empty] | SHOP | SKID GAS | 321805 | [7 empty] | 75 | FALSE | 75
PIPE, SEAMLESS, PE, SCH 160, B36.10, A106 Gr. B | ASTM A106 Gr. B |  |  |  | 1/2"-1-1/2" | PIPE, SEAMLESS | D | 1 1/2" | 1 1/2"-R-D-600-N |  | TYPE=PIPE |  | PL |  |  |  |  | mm | 48.26 | 1.5 | 1359.3426 | 10254.2267 | 3813.6549 |  | 10S | New |  | 7.25 | KG | [6 empty] | SHOP | SKID GAS | 321897 | [7 empty] | 150 | FALSE | 150
PIPE, SEAMLESS, BE, SCH 40, B36.10, A106 Gr. B | API 5L Gr. B |  |  |  | 2"-24" | PIPE, SEAMLESS | B | 3" | 3"-R-B-601-N |  | TYPE=PIPE |  | PL |  |  |  |  | mm | 88.9 | 3 | 194.3028 | 10254.2267 | 4579.4785 |  | STD | New |  | 11.29 | KG | [6 empty] | SHOP | SKID GAS | 321924 | [7 empty] | 613.7348 | FALSE | 613.7348
PIPE, SEAMLESS, PE, SCH 160, B36.10, A106 Gr. B | ASTM A106 Gr. B |  |  |  | 1/2"-1-1/2" | PIPE, SEAMLESS | D | 1/2" | 1/2"-LIH-D-400-N |  | TYPE=PIPE |  | PL |  |  |  |  | mm | 21.336 | 0.5 | 1359.3426 | 10261.4546 | 230.3236 |  | 10S | New |  | 1.95 | KG | [6 empty] | SHOP | SKID GAS | 321932 | [7 empty] | 565.9247 | FALSE | 565.9247
PIPE, SEAMLESS, BE, SCH 40, B36.10, A106 Gr. B | API 5L Gr. B |  |  |  | 2"-24" | PIPE, SEAMLESS | B | 3" | 3"-R-B-611-N |  | TYPE=PIPE |  | PL |  |  |  |  | mm | 88.9 | 3 | 194.3028 | 2067.4101 | 3841.4393 |  | STD | New |  | 11.29 | KG | [6 empty] | SHOP | SKID GAS | 321950 | [7 empty] | 871.4865 | FALSE | 871.4865
PIPE, SEAMLESS, PE, SCH 160, B36.10, A106 Gr. B | ASTM A106 Gr. B |  |  |  | 1/2"-1-1/2" | PIPE, SEAMLESS | D | 1 1/2" | 1 1/2"-R-D-600-N |  | TYPE=PIPE |  | PL |  |  |  |  | mm | 48.26 | 1.5 | 1359.3426 | 10254.2267 | 4267.3249 |  | 10S | New |  | 7.25 | KG | [6 empty] | SHOP | SKID GAS | 321958 | [7 empty] | 150 | FALSE | 150
PIPE, SEAMLESS, PE, SCH 160, B36.10, A106 Gr. B | ASTM A106 Gr. B |  |  |  | 1/2"-1-1/2" | PIPE, SEAMLESS | D | 1/2" | 1/2"-DO-B-502-N |  | TYPE=PIPE |  | PL |  |  |  |  | mm | 21.336 | 0.5 | 582.582 | 5855.7676 | 609.5609 |  | 10S | New |  | 1.95 | KG | [6 empty] | SHOP | SKID GAS | 321966 | [7 empty] | 144.5073 | FALSE | 144.5073
PIPE, SEAMLESS, BE, SCH 80, B36.10, A106 Gr B | API 5L Gr. B |  |  |  | 3"-8" | PIPE, SEAMLESS | D | 4" | 4"-PG-D-306-N |  | TYPE=PIPE |  | PL |  |  |  |  | mm | 114.3 | 4 | 584.7026 | 11952.1087 | 3329.4479 |  | STD | Existing |  | 22.32 | KG | [6 empty] | SHOP | SKID GAS | 321974 | [7 empty] | 229.8747 | FALSE | 229.8747
PIPE, SEAMLESS, PE, SCH 160, B36.10, A106 Gr. B | ASTM A106 Gr. B |  |  |  | 1/2"-1-1/2" | PIPE, SEAMLESS | B | 1/2" | 1/2"-LIH-B-407-N |  | TYPE=PIPE |  | PL |  |  |  |  | mm | 21.336 | 0.5 | 227.9168 | 5979.0661 | 198.7704 |  | 10S | New |  | 1.95 | KG | [6 empty] | SHOP | SKID GAS | 322061 | [7 empty] | 100 | FALSE | 100
PIPE, SEAMLESS, PE, SCH 160, B36.10, A106 Gr. B | ASTM A106 Gr. B |  |  |  | 1/2"-1-1/2" | PIPE, SEAMLESS | B | 1" | 1"-LIH-B-411-N |  | TYPE=PIPE |  | PL |  |  |  |  | mm | 33.401 | 1 | 1450.4817 | 2513.9441 | 1648.6442 |  | 10S | New |  | 4.24 | KG | [6 empty] | SHOP | SKID GAS | 322077 | [7 empty] | 1311.2655 | FALSE | 1311.2655
PIPE, SEAMLESS, BE, SCH 80, B36.10, A106 Gr B | API 5L Gr. B |  |  |  | 3"-8" | PIPE, SEAMLESS | D | 4" | 4"-PG-D-314-N |  | TYPE=PIPE |  | PL |  |  |  |  | mm | 114.3 | 4 | 1261.8645 | 1307.81 | 4522.7209 |  | STD | New |  | 22.32 | KG | [6 empty] | SHOP | SKID GAS | 322190 | [8 empty] | FALSE | 261.5887
PIPE, SEAMLESS, BE, SCH 80, B36.10, A106 Gr B | API 5L Gr. B |  |  |  | 3"-8" | PIPE, SEAMLESS | D | 4" | 4"-PG-D-312-N |  | TYPE=PIPE |  | PL |  |  |  |  | mm | 114.3 | 4 | 2337.4149 | 1460.21 | 2157.0313 |  | STD | New |  | 22.32 | KG | [6 empty] | SHOP | SKID GAS | 322220 | [7 empty] | 521.069 | FALSE | 521.069
PIPE, SEAMLESS, BE, SCH 80, B36.10, A106 Gr B | API 5L Gr. B |  |  |  | 3"-8" | PIPE, SEAMLESS | D | 4" | 4"-PG-D-326-HT |  | TYPE=PIPE |  | PL |  |  |  |  | mm | 114.3 | 4 | 2278.3327 | 1441.4008 | 354.8352 |  | STD | New |  | 22.32 | KG | [6 empty] | SHOP | SKID GAS | 322225 | [7 empty] | 750.2903 | FALSE | 750.2903
PIPE, SEAMLESS, PE, SCH 160, B36.10, A106 Gr. B | ASTM A106 Gr. B |  |  |  | 1/2"-1-1/2" | PIPE, SEAMLESS | D | 1" |  |  | TYPE=PIPE |  | PL |  |  |  |  | mm | 33.401 | 1 | 1359.3426 | 12425.2155 | 472.4587 |  | 10S | New |  | 4.24 | KG | [6 empty] | SHOP | SKID GAS | 322228 | [7 empty] | 100 | FALSE | 100
PIPE, SEAMLESS, PE, SCH 160, B36.10, A106 Gr. B | ASTM A106 Gr. B |  |  |  | 1/2"-1-1/2" | PIPE, SEAMLESS | B | 1/2" | 1/2"-DO-B-502-N |  | TYPE=PIPE |  | PL |  |  |  |  | mm | 21.336 | 0.5 | 584.1977 | 5749.7977 | 214.5756 |  | 10S | New |  | 1.95 | KG | [6 empty] | SHOP | SKID GAS | 322283 | [7 empty] | 90.2218 | FALSE | 90.2218
PIPE, SEAMLESS, BE, SCH 80, B36.10, A106 Gr B | API 5L Gr. B |  |  |  | 3"-8" | PIPE, SEAMLESS | D | 6" |  |  | TYPE=PIPE |  | PL |  |  |  |  | mm | 168.275 | 6 | 1359.3426 | 12425.2155 | 581.9962 |  | STD | Existing |  | 45.56 | KG | [6 empty] | SHOP | SKID GAS | 322373 | [7 empty] | 981.2955 | FALSE | 981.2955
PIPE, SEAMLESS, BE, SCH 80, B36.10, A106 Gr B | API 5L Gr. B |  |  |  | 3"-8" | PIPE, SEAMLESS | D | 4" | 4"-PG-D-314-N |  | TYPE=PIPE |  | PL |  |  |  |  | mm | 114.3 | 4 | 1261.8645 | 893.8213 | 4370.3209 |  | STD | New |  | 22.32 | KG | [6 empty] | SHOP | SKID GAS | 322376 | [7 empty] | 1116.2352 | FALSE | 1116.2352
PIPE, SEAMLESS, PE, SCH 160, B36.10, A106 Gr. B | ASTM A106 Gr. B |  |  |  | 1/2"-1-1/2" | PIPE, SEAMLESS | B | 1/2" | 1/2"-LIH-D-404-N |  | TYPE=PIPE |  | PL |  |  |  |  | mm | 21.336 | 0.5 | 309.6838 | 13057.5647 | 214.5756 |  | 10S | New |  | 1.95 | KG | [6 empty] | SHOP | SKID GAS | 322393 | [7 empty] | 74.9898 | FALSE | 74.9898
PIPE, SEAMLESS, PE, SCH 160, B36.10, A106 Gr. B | ASTM A106 Gr. B |  |  |  | 1/2"-1-1/2" | PIPE, SEAMLESS | D | 1/2" | 4"-PG-D-326-HT |  | TYPE=PIPE |  | PL |  |  |  |  | mm | 21.336 | 0.5 | 2130.2714 | 9304.5269 | 281.8102 |  | 10S | New |  | 1.95 | KG | [6 empty] | SHOP | SKID GAS | 322410 | [7 empty] | 71.825 | FALSE | 71.825
PIPE, SEAMLESS, PE, SCH 160, B36.10, A106 Gr. B | ASTM A106 Gr. B |  |  |  | 1/2"-1-1/2" | PIPE, SEAMLESS | D | 1/2" | 1 1/2"-R-D-600-N |  | TYPE=PIPE |  | PL |  |  |  |  | mm | 21.336 | 0.5 | 1391.0926 | 9674.8267 | 4085.5749 |  | 10S | New |  | 1.95 | KG | [6 empty] | SHOP | SKID GAS | 322416 | [7 empty] | 75 | FALSE | 75
PIPE, SEAMLESS, BE, SCH 80, B36.10, A106 Gr B | API 5L Gr. B |  |  |  | 3"-8" | PIPE, SEAMLESS | D | 4" | 4"-PG-D-326-HT |  | TYPE=PIPE |  | PL |  |  |  |  | mm | 114.3 | 4 | 2323.2337 | 2300.0918 | 354.8352 |  | STD | New |  | 22.32 | KG | [6 empty] | SHOP | SKID GAS | 322420 | [7 empty] | 377.5054 | FALSE | 377.5054
PIPE, SEAMLESS, PE, SCH 160, B36.10, A106 Gr. B | ASTM A106 Gr. B |  |  |  | 1/2"-1-1/2" | PIPE, SEAMLESS | B | 1" | 1"-PG-B-317-N |  | TYPE=PIPE |  | PL |  |  |  |  | mm | 33.401 | 1 | 1450.4817 | 2417.9441 | 2038.6442 |  | 10S | New |  | 4.24 | KG | [6 empty] | SHOP | SKID GAS | 322422 | [7 empty] | 1801.7166 | FALSE | 1801.7166
PIPE, SEAMLESS, PE, SCH 160, B36.10, A106 Gr. B | ASTM A106 Gr. B |  |  |  | 1/2"-1-1/2" | PIPE, SEAMLESS | D | 1 1/2" | 1 1/2"-R-D-600-N |  | TYPE=PIPE |  | PL |  |  |  |  | mm | 48.26 | 1.5 | 1359.3426 | 10275.1706 | 3366.9962 |  | 10S | New |  | 7.25 | KG | [6 empty] | SHOP | SKID GAS | 322431 | [7 empty] | 278.8939 | FALSE | 278.8939
PIPE, SEAMLESS, BE, SCH 40, B36.10, A106 Gr. B | API 5L Gr. B |  |  |  | 2"-24" | PIPE, SEAMLESS | B | 3" | 3"-R-B-602-N |  | TYPE=PIPE |  | PL |  |  |  |  | mm | 88.9 | 3 | 194.3028 | 9674.8267 | 4579.4785 |  | STD | New |  | 11.29 | KG | [6 empty] | SHOP | SKID GAS | 322433 | [7 empty] | 613.7348 | FALSE | 613.7348
PIPE, SEAMLESS, PE, SCH 160, B36.10, A106 Gr. B | ASTM A106 Gr. B |  |  |  | 1/2"-1-1/2" | PIPE, SEAMLESS | B | 1 1/2" | 1 1/2"-FG-B-309-N |  | TYPE=PIPE |  | PL |  |  |  |  | mm | 48.26 | 1.5 | 2236.0809 | 1517.7163 | 3532.4687 |  | 10S | New |  | 7.25 | KG | [6 empty] | SHOP | SKID GAS | 322576 | [7 empty] | 120 | FALSE | 120
PIPE, SEAMLESS, BE, SCH 80, B36.10, A106 Gr B | API 5L Gr. B |  |  |  | 3"-8" | PIPE, SEAMLESS | D | 4" | 4"-PG-D-326-HT |  | TYPE=PIPE |  | PL |  |  |  |  | mm | 114.3 | 4 | 2130.2714 | 8566.2503 | 354.8352 |  | STD | New |  | 22.32 | KG | [6 empty] | SHOP | SKID GAS | 322631 | [7 empty] | 200 | FALSE | 200
PIPE, SEAMLESS, PE, SCH 160, B36.10, A106 Gr. B | ASTM A106 Gr. B |  |  |  | 1/2"-1-1/2" | PIPE, SEAMLESS | B | 1" | 1"-LIH-B-448-N |  | TYPE=PIPE |  | PL |  |  |  |  | mm | 33.401 | 1 | 212.1108 | 5956.7147 | 214.5756 |  | 10S | New |  | 4.24 | KG | [6 empty] | SHOP | SKID GAS | 322651 | [7 empty] | 3420.418 | FALSE | 3420.418
PIPE, SEAMLESS, PE, SCH 160, B36.10, A106 Gr. B | ASTM A106 Gr. B |  |  |  | 1/2"-1-1/2" | PIPE, SEAMLESS | D | 1 1/2" | 1 1/2"-R-D-600-N |  | TYPE=PIPE |  | PL |  |  |  |  | mm | 48.26 | 1.5 | 1359.3426 | 9706.5767 | 3631.9049 |  | 10S | New |  | 7.25 | KG | [6 empty] | SHOP | SKID GAS | 322680 | [7 empty] | 226.2 | FALSE | 226.2
PIPE, SEAMLESS, PE, SCH 160, B36.10, A106 Gr. B | ASTM A106 Gr. B |  |  |  | 1/2"-1-1/2" | PIPE, SEAMLESS | D | 1/2" | 1/2"-LIH-D-409-N |  | TYPE=PIPE |  | PL |  |  |  |  | mm | 21.336 | 0.5 | 1862.6724 | 1460.21 | 811.9597 |  | 10S | New |  | 1.95 | KG | [6 empty] | SHOP | SKID GAS | 322780 | [7 empty] | 75 | FALSE | 75
PIPE, SEAMLESS, PE, SCH 160, B36.10, A106 Gr. B | ASTM A106 Gr. B |  |  |  | 1/2"-1-1/2" | PIPE, SEAMLESS | B | 1/2" | 1/2"-LIH-B-407-N |  | TYPE=PIPE |  | PL |  |  |  |  | mm | 21.336 | 0.5 | 1770.7731 | 5979.0045 | 311.9988 |  | 10S | New |  | 1.95 | KG | [6 empty] | SHOP | SKID GAS | 322909 | [7 empty] | 176.0937 | FALSE | 176.0937
PIPE, SEAMLESS, BE, SCH 80, B36.10, A106 Gr B | API 5L Gr. B |  |  |  | 3"-8" | PIPE, SEAMLESS | D | 4" | 4"-PG-D-306-N |  | TYPE=PIPE |  | PL |  |  |  |  | mm | 114.3 | 4 | 584.7026 | 12170.409 | 3329.4479 |  | STD | New |  | 22.32 | KG | [6 empty] | SHOP | SKID GAS | 322910 | [7 empty] | 508 | FALSE | 508
PIPE, SEAMLESS, PE, SCH 160, B36.10, A106 Gr. B | ASTM A106 Gr. B |  |  |  | 1/2"-1-1/2" | PIPE, SEAMLESS | D | 1/2" | 1/2"-LIH-D-400-N |  | TYPE=PIPE |  | PL |  |  |  |  | mm | 21.336 | 0.5 | 1225.0971 | 10261.4592 | 214.5756 |  | 10S | New |  | 1.95 | KG | [6 empty] | SHOP | SKID GAS | 322925 | [7 empty] | 118.4976 | FALSE | 118.4976
PIPE, SEAMLESS, PE, SCH 160, B36.10, A106 Gr. B | ASTM A106 Gr. B |  |  |  | 1/2"-1-1/2" | PIPE, SEAMLESS | D | 1/2" | 1/2"-LIH-D-400-N |  | TYPE=PIPE |  | PL |  |  |  |  | mm | 21.336 | 0.5 | 1359.3426 | 10352.2026 | 811.9962 |  | 10S | New |  | 1.95 | KG | [6 empty] | SHOP | SKID GAS | 322973 | [7 empty] | 75 | FALSE | 75
PIPE, SEAMLESS, PE, SCH 160, B36.10, A106 Gr. B | ASTM A106 Gr. B |  |  |  | 1/2"-1-1/2" | PIPE, SEAMLESS | D | 1/2" | 4"-PG-D-326-HT |  | TYPE=PIPE |  | PL |  |  |  |  | mm | 21.336 | 0.5 | 2114.5234 | 9304.5269 | 194.2372 |  | 10S | New |  | 1.95 | KG | [6 empty] | SHOP | SKID GAS | 322983 | [7 empty] | 75 | FALSE | 75
PIPE, SEAMLESS, BE, SCH 40, B36.10, A106 Gr. B | API 5L Gr. B |  |  |  | 2"-24" | PIPE, SEAMLESS | B | 2" | 1 1/2"-FG-B-309-N |  | TYPE=PIPE |  | PL |  |  |  |  | mm | 60.325 | 2 | 2236.0809 | 1040.8419 | 3532.4687 |  | STD | New |  | 5.44 | KG | [6 empty] | SHOP | SKID GAS | 323013 | [7 empty] | 400.875 | FALSE | 400.875
PIPE, SEAMLESS, PE, SCH 160, B36.10, A106 Gr. B | ASTM A106 Gr. B |  |  |  | 1/2"-1-1/2" | PIPE, SEAMLESS | D | 1/2" | 1/2"-OD-B-501-N |  | TYPE=PIPE |  | PL |  |  |  |  | mm | 21.336 | 0.5 | 1832.6619 | 7377.0317 | 214.5756 |  | 10S | New |  | 1.95 | KG | [6 empty] | SHOP | SKID GAS | 323132 | [7 empty] | 75 | FALSE | 75
PIPE, SEAMLESS, BE, SCH 80, B36.10, A106 Gr B | API 5L Gr. B |  |  |  | 3"-8" | PIPE, SEAMLESS | D | 4" | 4"-PG-D-326-HT |  | TYPE=PIPE |  | PL |  |  |  |  | mm | 114.3 | 4 | 2234.9194 | 9533.0509 | 354.8352 |  | STD | New |  | 22.32 | KG | [6 empty] | SHOP | SKID GAS | 323245 | [7 empty] | 247.752 | FALSE | 247.752
PIPE, SEAMLESS, PE, SCH 160, B36.10, A106 Gr. B | ASTM A106 Gr. B |  |  |  | 1/2"-1-1/2" | PIPE, SEAMLESS | D | 1 1/2" | 1 1/2"-R-D-600-N |  | TYPE=PIPE |  | PL |  |  |  |  | mm | 48.26 | 1.5 | 1359.3426 | 9674.8267 | 4053.8249 |  | 10S | New |  | 7.25 | KG | [6 empty] | SHOP | SKID GAS | 323263 | [7 empty] | 150 | FALSE | 150
PIPE, SEAMLESS, BE, SCH 80, B36.10, A106 Gr B | API 5L Gr. B |  |  |  | 3"-8" | PIPE, SEAMLESS | D | 3" | 3"-MUL-D-013-N |  | TYPE=PIPE |  | PL |  |  |  |  | mm | 88.9 | 3 | 294.4399 | 8914.1958 | 2383.3962 |  | STD | New |  | 15.27 | KG | [6 empty] | SHOP | SKID GAS | 323294 | [7 empty] | 8467.2955 | FALSE | 8467.2955
PIPE, SEAMLESS, PE, SCH 160, B36.10, A106 Gr. B | ASTM A106 Gr. B |  |  |  | 1/2"-1-1/2" | PIPE, SEAMLESS | D | 1/2" | 1/2"-LIH-D-433-N |  | TYPE=PIPE |  | PL |  |  |  |  | mm | 21.336 | 0.5 | 584.5006 | 8268.7668 | 609.5609 |  | 10S | New |  | 1.95 | KG | [6 empty] | SHOP | SKID GAS | 323358 | [7 empty] | 379.2372 | FALSE | 379.2372
PIPE, SEAMLESS, PE, SCH 160, B36.10, A106 Gr. B | ASTM A106 Gr. B |  |  |  | 1/2"-1-1/2" | PIPE, SEAMLESS | D | 1/2" | 1/2"-PRW-D-200-N |  | TYPE=PIPE |  | PL |  |  |  |  | mm | 21.336 | 0.5 | 231.7388 | 7797.0297 | 307.3387 |  | 10S | New |  | 1.95 | KG | [6 empty] | SHOP | SKID GAS | 323374 | [8 empty] | FALSE | 75
PIPE, SEAMLESS, PE, SCH 160, B36.10, A106 Gr. B | ASTM A106 Gr. B |  |  |  | 1/2"-1-1/2" | PIPE, SEAMLESS | B | 1/2" | 3"-R-B-601-N |  | TYPE=PIPE |  | PL |  |  |  |  | mm | 21.336 | 0.5 | 650.839 | 10254.2267 | 4519.1535 |  | 10S | New |  | 1.95 | KG | [6 empty] | SHOP | SKID GAS | 323464 | [7 empty] | 75 | FALSE | 75
PIPE, SEAMLESS, BE, SCH 80, B36.10, A106 Gr B | API 5L Gr. B |  |  |  | 3"-8" | PIPE, SEAMLESS | D | 4" | 4"-PG-D-314-N |  | TYPE=PIPE |  | PL |  |  |  |  | mm | 114.3 | 4 | 1261.8645 | 741.4213 | 3101.6857 |  | STD | New |  | 22.32 | KG | [6 empty] | SHOP | SKID GAS | 323508 | [8 empty] | FALSE | 633.4796
PIPE, SEAMLESS, BE, SCH 80, B36.10, A106 Gr B | API 5L Gr. B |  |  |  | 3"-8" | PIPE, SEAMLESS | D | 3" | 3"-MUL-D-013-N |  | TYPE=PIPE |  | PL |  |  |  |  | mm | 88.9 | 3 | 1278.5203 | 9949.0759 | 2383.3962 |  | STD | New |  | 15.27 | KG | [6 empty] | SHOP | SKID GAS | 323525 | [7 empty] | 1340.9001 | FALSE | 1340.9001
PIPE, SEAMLESS, PE, SCH 160, B36.10, A106 Gr. B | ASTM A106 Gr. B |  |  |  | 1/2"-1-1/2" | PIPE, SEAMLESS | D | 1 1/2" | 1 1/2"-R-D-600-N |  | TYPE=PIPE |  | PL |  |  |  |  | mm | 48.26 | 1.5 | 1359.3426 | 9674.8267 | 4267.3249 |  | 10S | New |  | 7.25 | KG | [6 empty] | SHOP | SKID GAS | 323566 | [7 empty] | 150 | FALSE | 150
PIPE, SEAMLESS, PE, SCH 160, B36.10, A106 Gr. B | ASTM A106 Gr. B |  |  |  | 1/2"-1-1/2" | PIPE, SEAMLESS | B | 1/2" | 1/2"-LIH-B-407-N |  | TYPE=PIPE |  | PL |  |  |  |  | mm | 21.336 | 0.5 | 317.7061 | 5979.0631 | 120.1571 |  | 10S | New |  | 1.95 | KG | [6 empty] | SHOP | SKID GAS | 323567 | [7 empty] | 236.1059 | FALSE | 236.1059
PIPE, SEAMLESS, BE, SCH 80, B36.10, A106 Gr B | API 5L Gr. B |  |  |  | 3"-8" | PIPE, SEAMLESS | D | 4" | 4"-PG-D-326-HT |  | TYPE=PIPE |  | PL |  |  |  |  | mm | 114.3 | 4 | 2635.0714 | 2675.4291 | 354.8352 |  | STD | New |  | 22.32 | KG | [6 empty] | SHOP | SKID GAS | 323568 | [7 empty] | 6705.2218 | FALSE | 6705.2218
PIPE, SEAMLESS, PE, SCH 160, B36.10, A106 Gr. B | ASTM A106 Gr. B |  |  |  | 1/2"-1-1/2" | PIPE, SEAMLESS | D | 1/2" | 1/2"-LIH-D-409-N |  | TYPE=PIPE |  | PL |  |  |  |  | mm | 21.336 | 0.5 | 1771.9244 | 1460.21 | 827.7077 |  | 10S | New |  | 1.95 | KG | [6 empty] | SHOP | SKID GAS | 323650 | [7 empty] | 75 | FALSE | 75
PIPE, SEAMLESS, PE, SCH 160, B36.10, A106 Gr. B | ASTM A106 Gr. B |  |  |  | 1/2"-1-1/2" | PIPE, SEAMLESS | D | 1/2" | 4"-PG-D-326-HT |  | TYPE=PIPE |  | PL |  |  |  |  | mm | 21.336 | 0.5 | 2382.6714 | 9533.0509 | 427.8602 |  | 10S | New |  | 1.95 | KG | [6 empty] | SHOP | SKID GAS | 323714 | [7 empty] | 71.825 | FALSE | 71.825
PIPE, SEAMLESS, PE, SCH 160, B36.10, A106 Gr. B | ASTM A106 Gr. B |  |  |  | 1/2"-1-1/2" | PIPE, SEAMLESS | B | 1" | 1"-DO-B-505-N |  | TYPE=PIPE |  | PL |  |  |  |  | mm | 33.401 | 1 | 330.2657 | 5727.4457 | 214.5756 |  | 10S | New |  | 4.24 | KG | [6 empty] | SHOP | SKID GAS | 323760 | [7 empty] | 231.58 | FALSE | 231.58
PIPE, SEAMLESS, PE, SCH 160, B36.10, A106 Gr. B | ASTM A106 Gr. B |  |  |  | 1/2"-1-1/2" | PIPE, SEAMLESS | B | 1/2" | 1/2"-LIH-B-410-N |  | TYPE=PIPE |  | PL |  |  |  |  | mm | 21.336 | 0.5 | 317.5021 | 249.3395 | 120.1571 |  | 10S | New |  | 1.95 | KG | [6 empty] | SHOP | SKID GAS | 323769 | [7 empty] | 459.767 | FALSE | 459.767
PIPE, SEAMLESS, PE, SCH 160, B36.10, A106 Gr. B | ASTM A106 Gr. B |  |  |  | 1/2"-1-1/2" | PIPE, SEAMLESS | D | 1/2" | 1/2"-OD-B-501-N |  | TYPE=PIPE |  | PL |  |  |  |  | mm | 21.336 | 0.5 | 2130.2714 | 7378.6474 | 609.5609 |  | 10S | New |  | 1.95 | KG | [6 empty] | SHOP | SKID GAS | 323832 | [7 empty] | 379.2407 | FALSE | 379.2407
PIPE, SEAMLESS, PE, SCH 160, B36.10, A106 Gr. B | ASTM A106 Gr. B |  |  |  | 1/2"-1-1/2" | PIPE, SEAMLESS | D | 1 1/2" | 1 1/2"-R-D-600-N |  | TYPE=PIPE |  | PL |  |  |  |  | mm | 48.26 | 1.5 | 1359.3426 | 9996.2767 | 3631.9049 |  | 10S | New |  | 7.25 | KG | [6 empty] | SHOP | SKID GAS | 323842 | [7 empty] | 226.2 | FALSE | 226.2
PIPE, SEAMLESS, BE, SCH 80, B36.10, A106 Gr B | API 5L Gr. B |  |  |  | 3"-8" | PIPE, SEAMLESS | D | 6" |  |  | TYPE=PIPE |  | PL |  |  |  |  | mm | 168.275 | 6 | 1359.3426 | 12425.2155 | 1813.0881 |  | STD | Existing |  | 45.56 | KG | [6 empty] | SHOP | SKID GAS | 323869 | [7 empty] | 300.002 | FALSE | 300.002
PIPE, SEAMLESS, PE, SCH 160, B36.10, A106 Gr. B | ASTM A106 Gr. B |  |  |  | 1/2"-1-1/2" | PIPE, SEAMLESS | D | 1/2" | 1/2"-LIH-D-409-N |  | TYPE=PIPE |  | PL |  |  |  |  | mm | 21.336 | 0.5 | 1862.6724 | 1460.21 | 713.3631 |  | 10S | New |  | 1.95 | KG | [6 empty] | SHOP | SKID GAS | 323892 | [7 empty] | 389.072 | FALSE | 389.072
PIPE, SEAMLESS, BE, SCH 40, B36.10, A106 Gr. B | API 5L Gr. B |  |  |  | 2"-24" | PIPE, SEAMLESS | B | 3" | 3"-R-B-602-N |  | TYPE=PIPE |  | PL |  |  |  |  | mm | 88.9 | 3 | 80.0028 | 9674.8267 | 4301.6022 |  | STD | New |  | 11.29 | KG | [6 empty] | SHOP | SKID GAS | 323956 | [8 empty] | FALSE | 654.8086
PIPE, SEAMLESS, BE, SCH 80, B36.10, A106 Gr B | API 5L Gr. B |  |  |  | 3"-8" | PIPE, SEAMLESS | D | 4" | 4"-PG-D-305-N |  | TYPE=PIPE |  | PL |  |  |  |  | mm | 114.3 | 4 | 584.7026 | 12604.3933 | 3902.5282 |  | STD | New |  | 22.32 | KG | [6 empty] | SHOP | SKID GAS | 324034 | [7 empty] | 251.1681 | FALSE | 251.1681
PIPE, SEAMLESS, BE, SCH 80, B36.10, A106 Gr B | API 5L Gr. B |  |  |  | 3"-8" | PIPE, SEAMLESS | D | 4" | 4"-PG-D-308-N |  | TYPE=PIPE |  | PL |  |  |  |  | mm | 114.3 | 4 | 3859.0392 | 1614.967 | 488.198 |  | STD | New |  | 22.32 | KG | [6 empty] | SHOP | SKID MEDICION | 325832 | [7 empty] | 600 | FALSE | 600
PIPE, SEAMLESS, BE, SCH 80, B36.10, A106 Gr B | API 5L Gr. B |  |  |  | 3"-8" | PIPE, SEAMLESS | D | 4" | 4"-PG-D-327-N |  | TYPE=PIPE |  | PL |  |  |  |  | mm | 114.3 | 4 | 3859.0392 | 700.871 | 488.198 |  | STD | New |  | 22.32 | KG | [6 empty] | SHOP | SKID MEDICION | 325988 | [7 empty] | 809.296 | FALSE | 809.296
PIPE, SEAMLESS, BE, SCH 80, B36.10, A106 Gr B | API 5L Gr. B |  |  |  | 3"-8" | PIPE, SEAMLESS | D | 4" | 4"-PG-D-305-N |  | TYPE=PIPE |  | PL |  |  |  |  | mm | 114.3 | 4 | 584.7026 | 13435.5576 | 3434.0959 |  | STD | New |  | 22.32 | KG | [6 empty] | SHOP | SKID GAS | 326902 | [7 empty] | 316.0323 | FALSE | 316.0323
PIPE, SEAMLESS, BE, SCH 80, B36.10, A106 Gr B | API 5L Gr. B |  |  |  | 3"-8" | PIPE, SEAMLESS | D | 4" | 4"-PG-D-305-N |  | TYPE=PIPE |  | PL |  |  |  |  | mm | 114.3 | 4 | 584.7026 | 11268.9246 | 3902.5281 |  | STD | New |  | 22.32 | KG | [6 empty] | SHOP | SKID GAS | 326932 | [7 empty] | 682.9681 | FALSE | 682.9681
PIPE, SEAMLESS, BE, SCH 80, B36.10, A106 Gr B | API 5L Gr. B |  |  |  | 3"-8" | PIPE, SEAMLESS | D | 4" | 4"-PG-D-305-N |  | TYPE=PIPE |  | PL |  |  |  |  | mm | 114.3 | 4 | 584.7026 | 11116.5246 | 4054.9281 |  | STD | New |  | 22.32 | KG | [6 empty] | SHOP | SKID GAS | 326942 | [7 empty] | 771.2057 | FALSE | 771.2057
PIPE, SEAMLESS, PE, SCH 160, B36.10, A106 Gr. B | ASTM A106 Gr. B |  |  |  | 1/2"-1-1/2" | PIPE, SEAMLESS | D | 1/2" | 1/2"-LIH-D-400-N |  | TYPE=PIPE |  | PL |  |  |  |  | mm | 21.336 | 0.5 | 546.1828 | 10261.4825 | 214.5756 |  | 10S | New |  | 1.95 | KG | [6 empty] | SHOP | SKID GAS | 327139 | [7 empty] | 75 | FALSE | 75
PIPE, SEAMLESS, PE, SCH 160, B36.10, A106 Gr. B | ASTM A106 Gr. B |  |  |  | 1/2"-1-1/2" | PIPE, SEAMLESS | B | 1/2" | 1/2"-LIH-D-400-N |  | TYPE=PIPE |  | PL |  |  |  |  | mm | 21.336 | 0.5 | 333.1948 | 10261.4898 | 214.5756 |  | 10S | New |  | 1.95 | KG | [6 empty] | SHOP | SKID GAS | 327161 | [7 empty] | 75 | FALSE | 75
PIPE, SEAMLESS, PE, SCH 160, B36.10, A106 Gr. B | ASTM A106 Gr. B |  |  |  | 1/2"-1-1/2" | PIPE, SEAMLESS | D | 1/2" | 1/2"-LIH-D-400-N |  | TYPE=PIPE |  | PL |  |  |  |  | mm | 21.336 | 0.5 | 1193.6011 | 10261.4603 | 214.5756 |  | 10S | New |  | 1.95 | KG | [6 empty] | SHOP | SKID GAS | 327179 | [7 empty] | 548.8217 | FALSE | 548.8217
PIPE, SEAMLESS, PE, SCH 160, B36.10, A106 Gr. B | ASTM A106 Gr. B |  |  |  | 1/2"-1-1/2" | PIPE, SEAMLESS | D | 1 1/2" | 1 1/2"-R-D-603-N |  | TYPE=PIPE |  | PL |  |  |  |  | mm | 48.26 | 1.5 | 584.9878 | 8894.9555 | 1327.9455 |  | 10S | New |  | 7.25 | KG | [6 empty] | SHOP | SKID GAS | 327256 | [8 empty] | FALSE | 150
PIPE, SEAMLESS, PE, SCH 160, B36.10, A106 Gr. B | ASTM A106 Gr. B |  |  |  | 1/2"-1-1/2" | PIPE, SEAMLESS | D | 1 1/2" | 1 1/2"-R-D-603-N |  | TYPE=PIPE |  | PL |  |  |  |  | mm | 48.26 | 1.5 | 616.7378 | 9076.7055 | 1327.9455 |  | 10S | New |  | 7.25 | KG | [6 empty] | SHOP | SKID GAS | 327272 | [7 empty] | 286.2199 | FALSE | 286.2199
PIPE, SEAMLESS, PE, SCH 160, B36.10, A106 Gr. B | ASTM A106 Gr. B |  |  |  | 1/2"-1-1/2" | PIPE, SEAMLESS | D | 1 1/2" | 1 1/2"-R-D-603-N |  | TYPE=PIPE |  | PL |  |  |  |  | mm | 48.26 | 1.5 | 941.2863 | 9076.7055 | 1327.9455 |  | 10S | New |  | 7.25 | KG | [6 empty] | SHOP | SKID GAS | 327505 | [7 empty] | 254.2413 | FALSE | 254.2413
PIPE, SEAMLESS, PE, SCH 160, B36.10, A106 Gr. B | ASTM A106 Gr. B |  |  |  | 1/2"-1-1/2" | PIPE, SEAMLESS | D | 1/2" | 1/2"-LIH-D-433-N |  | TYPE=PIPE |  | PL |  |  |  |  | mm | 21.336 | 0.5 | 584.5266 | 8687.336 | 214.5756 |  | 10S | New |  | 1.95 | KG | [6 empty] | SHOP | SKID GAS | 327551 | [7 empty] | 75 | FALSE | 75
PIPE, SEAMLESS, PE, SCH 160, B36.10, A106 Gr. B | ASTM A106 Gr. B |  |  |  | 1/2"-1-1/2" | PIPE, SEAMLESS | B | 1/2" | 1/2"-LIH-D-433-N |  | TYPE=PIPE |  | PL |  |  |  |  | mm | 21.336 | 0.5 | 568.789 | 8991.0726 | 214.5756 |  | 10S | New |  | 1.95 | KG | [6 empty] | SHOP | SKID GAS | 327561 | [7 empty] | 235.6104 | FALSE | 235.6104
PIPE, SEAMLESS, PE, SCH 160, B36.10, A106 Gr. B | ASTM A106 Gr. B |  |  |  | 1/2"-1-1/2" | PIPE, SEAMLESS | D | 1/2" | 1/2"-LIH-D-433-N |  | TYPE=PIPE |  | PL |  |  |  |  | mm | 21.336 | 0.5 | 584.5257 | 8663.7394 | 214.5756 |  | 10S | Existing |  | 1.95 | KG | [6 empty] | SHOP | SKID GAS | 341710 | [7 empty] | 248.2252 | FALSE | 248.2252
PIPE, SEAMLESS, PE, SCH 160, B36.10, A106 Gr. B | ASTM A106 Gr. B |  |  |  | 1/2"-1-1/2" | PIPE, SEAMLESS | B | 1" | 1"-LIH-B-448-N |  | TYPE=PIPE |  | PL |  |  |  |  | mm | 33.401 | 1 | 212.2307 | 9013.4365 | 214.5756 |  | 10S | New |  | 4.24 | KG | [6 empty] | SHOP | SKID GAS | 341736 | [8 empty] | FALSE | 1225.7054
PIPE, SEAMLESS, PE, SCH 160, B36.10, A106 Gr. B | ASTM A106 Gr. B |  |  |  | 1/2"-1-1/2" | PIPE, SEAMLESS | B | 1" | 1"-LIH-B-448-N |  | TYPE=PIPE |  | PL |  |  |  |  | mm | 33.401 | 1 | 212.2292 | 8968.7325 | 214.5756 |  | 10S | New |  | 4.24 | KG | [6 empty] | SHOP | SKID GAS | 341746 | [8 empty] | FALSE | 2967.3138
PIPE, SEAMLESS, PE, SCH 160, B36.10, A106 Gr. B | ASTM A106 Gr. B |  |  |  | 1/2"-1-1/2" | PIPE, SEAMLESS | D | 1/2" | 1/2"-PRW-D-200-N |  | TYPE=PIPE |  | PL |  |  |  |  | mm | 21.336 | 0.5 | 231.0345 | 7451.6566 | 307.3387 |  | 10S | New |  | 1.95 | KG | [6 empty] | SHOP | SKID GAS | 341762 | [7 empty] | 75 | FALSE | 75
PIPE, SCH 80, PE, B36.1, A-106 GR.B | ASTM A106 |  |  |  | PIPE, SEAMLESS, 80, 1/2" ND, PE, ASTM A106 | PIPE, SEAMLESS | A1A2 | 1/2" | 1/2"-PRW-A2-201-N |  | TYPE=PIPE |  | PL |  |  |  |  | mm | 21.336 | 0.5 | 231.0565 | 5657.1637 | 307.339 |  | 80 | New |  |  | KG | [6 empty] | SHOP | SKID GAS | 341772 | [7 empty] | 1482.9082 | TRUE | 1482.9082
PIPE, SEAMLESS, PE, SCH 160, B36.10, A106 Gr. B | ASTM A106 Gr. B |  |  |  | 1/2"-1-1/2" | PIPE, SEAMLESS | D | 1/2" | 1/2"-PRW-D-200-N |  | TYPE=PIPE |  | PL |  |  |  |  | mm | 21.336 | 0.5 | 231.0337 | 7475.2532 | 307.3387 |  | 10S | Existing |  | 1.95 | KG | [6 empty] | SHOP | SKID GAS | 341782 | [7 empty] | 265.7781 | FALSE | 265.7781
PIPE, SEAMLESS, PE, SCH 160, B36.10, A106 Gr. B | ASTM A106 Gr. B |  |  |  | 1/2"-1-1/2" | PIPE, SEAMLESS | D | 1/2" | 1/2"-LIH-D-404-N |  | TYPE=PIPE |  | PL |  |  |  |  | mm | 21.336 | 0.5 | 333.2804 | 13057.5638 | 214.5757 |  | 10S | New |  | 1.95 | KG | [6 empty] | SHOP | SKID GAS | 341798 | [7 empty] | 75 | FALSE | 75
PIPE, SEAMLESS, BE, SCH 80, B36.10, A106 Gr B | API 5L Gr. B |  |  |  | 3"-8" | PIPE, SEAMLESS | D | 4" | 4"-PG-D-307-N |  | TYPE=PIPE |  | PL |  |  |  |  | mm | 114.3 | 4 | 2130.2714 | 13222.4681 | 2004.6313 |  | STD | New |  | 22.32 | KG | [6 empty] | SHOP | SKID GAS | 342096 | [8 empty] | FALSE | 1497.396
PIPE, SEAMLESS, PE, SCH 160, B36.10, A106 Gr. B | ASTM A106 Gr. B |  |  |  | 1/2"-1-1/2" | PIPE, SEAMLESS | D | 1/2" | 4"-PG-D-307-N |  | TYPE=PIPE |  | PL |  |  |  |  | mm | 21.336 | 0.5 | 2130.2714 | 13295.4931 | 854.8352 |  | 10S | New |  | 1.95 | KG | [6 empty] | SHOP | SKID GAS | 342268 | [7 empty] | 75 | FALSE | 75
PIPE, SEAMLESS, BE, SCH 80, B36.10, A106 Gr B | API 5L Gr. B |  |  |  | 3"-8" | PIPE, SEAMLESS | D | 4" | 4"-PG-D-313-HT |  | TYPE=PIPE |  | PL |  |  |  |  | mm | 114.3 | 4 | 2130.2714 | 2430.5371 | 1141.606 |  | STD | New |  | 22.32 | KG | [6 empty] | SHOP | SKID GAS | 342599 | [8 empty] | FALSE | 1168.4126
PIPE, SEAMLESS, PE, SCH 160, B36.10, A106 Gr. B | ASTM A106 Gr. B |  |  |  | 1/2"-1-1/2" | PIPE, SEAMLESS | D | 1/2" | 1/2"-LIH-D-434-N |  | TYPE=PIPE |  | PL |  |  |  |  | mm | 21.336 | 0.5 | 1770.7625 | 5441.3615 | 327.7468 |  | 10S | New |  | 1.95 | KG | [6 empty] | SHOP | SKID GAS | 342660 | [7 empty] | 75 | FALSE | 75
PIPE, SEAMLESS, PE, SCH 160, B36.10, A106 Gr. B | ASTM A106 Gr. B |  |  |  | 1/2"-1-1/2" | PIPE, SEAMLESS | D | 1/2" | 1/2"-LIH-D-434-N |  | TYPE=PIPE |  | PL |  |  |  |  | mm | 21.336 | 0.5 | 1770.7591 | 5342.7649 | 327.7468 |  | 10S | New |  | 1.95 | KG | [6 empty] | SHOP | SKID GAS | 342670 | [7 empty] | 75 | FALSE | 75
PIPE, SEAMLESS, PE, SCH 160, B36.10, A106 Gr. B | ASTM A106 Gr. B |  |  |  | 1/2"-1-1/2" | PIPE, SEAMLESS | D | 2" | 2"-R-D-610-N |  | TYPE=PIPE |  | PL |  |  |  |  | mm | 60.325 | 2 | 1261.8645 | 2067.4101 | 3460.312 |  | 10S | New |  | 11.11 | KG | [6 empty] | SHOP | SKID GAS | 342725 | [8 empty] | FALSE | 150
PIPE, SEAMLESS, BE, SCH 40, B36.10, A106 Gr. B | API 5L Gr. B |  |  |  | 2"-24" | PIPE, SEAMLESS | B | 3" | 3"-R-B-611-N |  | TYPE=PIPE |  | PL |  |  |  |  | mm | 88.9 | 3 | 80.0028 | 2067.4101 | 3441.1934 |  | STD | New |  | 11.29 | KG | [6 empty] | SHOP | SKID GAS | 342739 | [7 empty] | 285.9459 | FALSE | 285.9459
PIPE, SEAMLESS, PE, SCH 160, B36.10, A106 Gr. B | ASTM A106 Gr. B |  |  |  | 1/2"-1-1/2" | PIPE, SEAMLESS | D | 1/2" | 1/2"-LIH-D-409-N |  | TYPE=PIPE |  | PL |  |  |  |  | mm | 21.336 | 0.5 | 1299.5916 | 249.3355 | 308.5429 |  | 10S | New |  | 1.95 | KG | [6 empty] | SHOP | SKID GAS | 342767 | [7 empty] | 75 | FALSE | 75
PIPE, SEAMLESS, PE, SCH 160, B36.10, A106 Gr. B | ASTM A106 Gr. B |  |  |  | 1/2"-1-1/2" | PIPE, SEAMLESS | B | 1" | 1"-PG-B-316-N |  | TYPE=PIPE |  | PL |  |  |  |  | mm | 33.401 | 1 | 2236.0809 | 2395.5921 | 3101.6857 |  | 10S | New |  | 4.24 | KG | [6 empty] | SHOP | SKID GAS | 342812 | [7 empty] | 100 | FALSE | 100
PIPE, SEAMLESS, PE, SCH 160, B36.10, A106 Gr. B | ASTM A106 Gr. B |  |  |  | 1/2"-1-1/2" | PIPE, SEAMLESS | B | 1" | 1"-LIH-B-411-N |  | TYPE=PIPE |  | PL |  |  |  |  | mm | 33.401 | 1 | 1450.4817 | 2536.2961 | 1670.9962 |  | 10S | New |  | 4.24 | KG | [6 empty] | SHOP | SKID GAS | 342836 | [7 empty] | 459.7059 | FALSE | 459.7059
PIPE, SEAMLESS, PE, SCH 160, B36.10, A106 Gr. B | ASTM A106 Gr. B |  |  |  | 1/2"-1-1/2" | PIPE, SEAMLESS | B | 1" | 1"-LIH-B-411-N |  | TYPE=PIPE |  | PL |  |  |  |  | mm | 33.401 | 1 | 1450.4817 | 3026.2026 | 1670.9962 |  | 10S | New |  | 4.24 | KG | [6 empty] | SHOP | SKID GAS | 342844 | [7 empty] | 89.7994 | FALSE | 89.7994
PIPE, SEAMLESS, PE, SCH 160, B36.10, A106 Gr. B | ASTM A106 Gr. B |  |  |  | 1/2"-1-1/2" | PIPE, SEAMLESS | B | 1" | 1"-PG-B-317-N |  | TYPE=PIPE |  | PL |  |  |  |  | mm | 33.401 | 1 | 1450.4817 | 2417.9441 | 3079.3337 |  | 10S | New |  | 4.24 | KG | [6 empty] | SHOP | SKID GAS | 342864 | [7 empty] | 995.9855 | FALSE | 995.9855
PIPE, SEAMLESS, PE, SCH 160, B36.10, A106 Gr. B | ASTM A106 Gr. B |  |  |  | 1/2"-1-1/2" | PIPE, SEAMLESS | B | 1/2" | 1/2"-LIH-D-433-N |  | TYPE=PIPE |  | PL |  |  |  |  | mm | 21.336 | 0.5 | 309.582 | 8991.0813 | 214.5756 |  | 10S | New |  | 1.95 | KG | [6 empty] | SHOP | SKID GAS | 342931 | [7 empty] | 75 | FALSE | 75
PIPE, SEAMLESS, PE, SCH 160, B36.10, A106 Gr. B | ASTM A106 Gr. B |  |  |  | 1/2"-1-1/2" | PIPE, SEAMLESS | B | 1/2" | 1/2"-LIH-D-400-N |  | TYPE=PIPE |  | PL |  |  |  |  | mm | 21.336 | 0.5 | 309.5982 | 10261.4906 | 214.5756 |  | 10S | New |  | 1.95 | KG | [6 empty] | SHOP | SKID GAS | 342941 | [7 empty] | 75 | FALSE | 75
PIPE, SEAMLESS, PE, SCH 160, B36.10, A106 Gr. B | ASTM A106 Gr. B |  |  |  | 1/2"-1-1/2" | PIPE, SEAMLESS | B | 1" | 1"-LIH-B-411-N |  | TYPE=PIPE |  | PL |  |  |  |  | mm | 33.401 | 1 | 302.3874 | 2513.9441 | 304.9688 |  | 10S | New |  | 4.24 | KG | [6 empty] | SHOP | SKID GAS | 342975 | [7 empty] | 105.4832 | FALSE | 105.4832
PIPE, SEAMLESS, PE, SCH 160, B36.10, A106 Gr. B | ASTM A106 Gr. B |  |  |  | 1/2"-1-1/2" | PIPE, SEAMLESS | B | 1/2" | 1"-LIH-B-412-N |  | TYPE=PIPE |  | PL |  |  |  |  | mm | 21.336 | 0.5 | 487.961 | 4035.9685 | 209.3269 |  | 10S | New |  | 1.95 | KG | [6 empty] | SHOP | SKID GAS | 343018 | [7 empty] | 75.0041 | FALSE | 75.0041
PIPE, SEAMLESS, PE, SCH 160, B36.10, A106 Gr. B | ASTM A106 Gr. B |  |  |  | 1/2"-1-1/2" | PIPE, SEAMLESS | B | 1/2" | 1"-LIH-B-412-N |  | TYPE=PIPE |  | PL |  |  |  |  | mm | 21.336 | 0.5 | 503.7096 | 4051.716 | 209.3269 |  | 10S | New |  | 1.95 | KG | [6 empty] | SHOP | SKID GAS | 343024 | [7 empty] | 75 | FALSE | 75
PIPE, SEAMLESS, PE, SCH 160, B36.10, A106 Gr. B | ASTM A106 Gr. B |  |  |  | 1/2"-1-1/2" | PIPE, SEAMLESS | B | 1/2" | 1"-LIH-B-412-N |  | TYPE=PIPE |  | PL |  |  |  |  | mm | 21.336 | 0.5 | 847.0696 | 4051.7042 | 209.3269 |  | 10S | New |  | 1.95 | KG | [6 empty] | SHOP | SKID GAS | 343030 | [7 empty] | 75 | FALSE | 75
PIPE, SEAMLESS, PE, SCH 160, B36.10, A106 Gr. B | ASTM A106 Gr. B |  |  |  | 1/2"-1-1/2" | PIPE, SEAMLESS | B | 1/2" | 1/2"-DO-B-504-N |  | TYPE=PIPE |  | PL |  |  |  |  | mm | 21.336 | 0.5 | 713.9906 | 3106.4716 | 336.7409 |  | 10S | New |  | 1.95 | KG | [6 empty] | SHOP | SKID GAS | 343135 | [7 empty] | 98.7174 | FALSE | 98.7174
PIPE, SEAMLESS, PE, SCH 160, B36.10, A106 Gr. B | ASTM A106 Gr. B |  |  |  | 1/2"-1-1/2" | PIPE, SEAMLESS | B | 1" | 1"-PG-B-318-N |  | TYPE=PIPE |  | PL |  |  |  |  | mm | 33.401 | 1 | 1450.4817 | 2562.0015 | 2060.9962 |  | 10S | New |  | 4.24 | KG | [6 empty] | SHOP | SKID GAS | 343149 | [7 empty] | 121.7054 | FALSE | 121.7054
PIPE, SEAMLESS, PE, SCH 160, B36.10, A106 Gr. B | ASTM A106 Gr. B |  |  |  | 1/2"-1-1/2" | PIPE, SEAMLESS | B | 1 1/2" | 1 1/2"-FG-B-309-N |  | TYPE=PIPE |  | PL |  |  |  |  | mm | 48.26 | 1.5 | 1450.4817 | 3450.802 | 3500.7187 |  | 10S | New |  | 7.25 | KG | [6 empty] | SHOP | SKID GAS | 343183 | [7 empty] | 341.7628 | FALSE | 341.7628
PIPE, SEAMLESS, PE, SCH 160, B36.10, A106 Gr. B | ASTM A106 Gr. B |  |  |  | 1/2"-1-1/2" | PIPE, SEAMLESS | D | 3/4" | 1 1/2"-FG-B-309-N |  | TYPE=PIPE |  | PL |  |  |  |  | mm | 26.67 | 0.75 | 1064.3755 | 8268.44 | 1145.383 |  | 10S | New |  | 2.9 | KG | [6 empty] | SHOP | SKID GAS | 343327 | [7 empty] | 68.875 | FALSE | 68.875
PIPE, SEAMLESS, PE, SCH 160, B36.10, A106 Gr. B | ASTM A106 Gr. B |  |  |  | 1/2"-1-1/2" | PIPE, SEAMLESS | D | 3/4" | 1 1/2"-FG-B-309-N |  | TYPE=PIPE |  | PL |  |  |  |  | mm | 26.67 | 0.75 | 1196.5255 | 8268.5075 | 924.6619 |  | 10S | New |  | 2.9 | KG | [6 empty] | SHOP | SKID GAS | 343347 | [7 empty] | 201.6711 | FALSE | 201.6711
PIPE, SEAMLESS, PE, SCH 160, B36.10, A106 Gr. B | ASTM A106 Gr. B |  |  |  | 1/2"-1-1/2" | PIPE, SEAMLESS | D | 3/4" | 1 1/2"-FG-B-309-N |  | TYPE=PIPE |  | PL |  |  |  |  | mm | 26.67 | 0.75 | 910.5931 | 8268.5075 | 905.6119 |  | 10S | New |  | 2.9 | KG | [6 empty] | SHOP | SKID GAS | 343367 | [7 empty] | 153.7824 | FALSE | 153.7824
PIPE, SEAMLESS, PE, SCH 160, B36.10, A106 Gr. B | ASTM A106 Gr. B |  |  |  | 1/2"-1-1/2" | PIPE, SEAMLESS | D | 3/4" |  |  | TYPE=PIPE |  | PL |  |  |  |  | mm | 26.67 | 0.75 | 1064.3755 | 8446.27 | 1330.0954 |  | 10S | New |  | 2.9 | KG | [6 empty] | SHOP | SKID GAS | 343407 | [7 empty] | 106.5034 | FALSE | 106.5034
PIPE, SEAMLESS, PE, SCH 160, B36.10, A106 Gr. B | ASTM A106 Gr. B |  |  |  | 1/2"-1-1/2" | PIPE, SEAMLESS | D | 3/4" |  |  | TYPE=PIPE |  | PL |  |  |  |  | mm | 26.67 | 0.75 | 1224.4655 | 8446.3375 | 979.7205 |  | 10S | New |  | 2.9 | KG | [6 empty] | SHOP | SKID GAS | 343417 | [7 empty] | 331.3249 | FALSE | 331.3249
PIPE, SEAMLESS, PE, SCH 160, B36.10, A106 Gr. B | ASTM A106 Gr. B |  |  |  | 1/2"-1-1/2" | PIPE, SEAMLESS | D | 3/4" |  |  | TYPE=PIPE |  | PL |  |  |  |  | mm | 26.67 | 0.75 | 1064.3755 | 8446.3375 | 960.6705 |  | 10S | New |  | 2.9 | KG | [6 empty] | SHOP | SKID GAS | 343423 | [7 empty] | 106.5034 | FALSE | 106.5034
PIPE, SEAMLESS, PE, SCH 160, B36.10, A106 Gr. B | ASTM A106 Gr. B |  |  |  | 1/2"-1-1/2" | PIPE, SEAMLESS | D | 1/2" | 1"-PG-B-316-N |  | TYPE=PIPE |  | PL |  |  |  |  | mm | 21.336 | 0.5 | 2236.0809 | 2276.5421 | 3101.6857 |  | 10S | New |  | 1.95 | KG | [6 empty] | SHOP | SKID GAS | 343455 | [7 empty] | 75 | FALSE | 75
PIPE, SEAMLESS, PE, SCH 160, B36.10, A106 Gr. B | ASTM A106 Gr. B |  |  |  | 1/2"-1-1/2" | PIPE, SEAMLESS | D | 1/2" | 1"-PG-B-316-N |  | TYPE=PIPE |  | PL |  |  |  |  | mm | 21.336 | 0.5 | 2236.0809 | 2177.9455 | 3101.6857 |  | 10S | New |  | 1.95 | KG | [6 empty] | SHOP | SKID GAS | 343467 | [7 empty] | 75 | FALSE | 75
PIPE, SEAMLESS, PE, SCH 160, B36.10, A106 Gr. B | ASTM A106 Gr. B |  |  |  | 1/2"-1-1/2" | PIPE, SEAMLESS | D | 1/2" | 1"-PG-B-316-N |  | TYPE=PIPE |  | PL |  |  |  |  | mm | 21.336 | 0.5 | 2236.0809 | 1964.9575 | 3101.6857 |  | 10S | New |  | 1.95 | KG | [6 empty] | SHOP | SKID GAS | 343477 | [7 empty] | 75 | FALSE | 75
PIPE, SEAMLESS, PE, SCH 160, B36.10, A106 Gr. B | ASTM A106 Gr. B |  |  |  | 1/2"-1-1/2" | PIPE, SEAMLESS | D | 1/2" | 1"-PG-B-316-N |  | TYPE=PIPE |  | PL |  |  |  |  | mm | 21.336 | 0.5 | 2236.0809 | 1866.3609 | 3101.6857 |  | 10S | New |  | 1.95 | KG | [6 empty] | SHOP | SKID GAS | 343489 | [7 empty] | 75 | FALSE | 75
PIPE, SEAMLESS, PE, SCH 160, B36.10, A106 Gr. B | ASTM A106 Gr. B |  |  |  | 1/2"-1-1/2" | PIPE, SEAMLESS | D | 1" | 1"-PG-B-316-N |  | TYPE=PIPE |  | PL |  |  |  |  | mm | 33.401 | 1 | 2236.0809 | 1772.3109 | 3101.6857 |  | 10S | New |  | 4.24 | KG | [6 empty] | SHOP | SKID GAS | 343508 | [7 empty] | 1401.4773 | FALSE | 1401.4773
PIPE, SEAMLESS, PE, SCH 160, B36.10, A106 Gr. B | ASTM A106 Gr. B |  |  |  | 1/2"-1-1/2" | PIPE, SEAMLESS | B | 1" | 1"-FG-B-319-N |  | TYPE=PIPE |  | PL |  |  |  |  | mm | 33.401 | 1 | 1243.3317 | 3450.802 | 3532.4687 |  | 10S | New |  | 4.24 | KG | [6 empty] | SHOP | SKID GAS | 343514 | [7 empty] | 100 | FALSE | 100
PIPE, SEAMLESS, PE, SCH 160, B36.10, A106 Gr. B | ASTM A106 Gr. B |  |  |  | 1/2"-1-1/2" | PIPE, SEAMLESS | B | 1" | 1"-FG-B-319-N |  | TYPE=PIPE |  | PL |  |  |  |  | mm | 33.401 | 1 | 1113.1311 | 3450.802 | 3532.4687 |  | 10S | New |  | 4.24 | KG | [6 empty] | SHOP | SKID GAS | 343524 | [7 empty] | 100 | FALSE | 100
PIPE, SEAMLESS, PE, SCH 160, B36.10, A106 Gr. B | ASTM A106 Gr. B |  |  |  | 1/2"-1-1/2" | PIPE, SEAMLESS | B | 1 1/2" | 1"-FG-B-319-N |  | TYPE=PIPE |  | PL |  |  |  |  | mm | 48.26 | 1.5 | 1268.7317 | 3450.802 | 3532.4687 |  | 10S | New |  | 7.25 | KG | [6 empty] | SHOP | SKID GAS | 343548 | [7 empty] | 150 | FALSE | 150
PIPE, SEAMLESS, PE, SCH 160, B36.10, A106 Gr. B | ASTM A106 Gr. B |  |  |  | 1/2"-1-1/2" | PIPE, SEAMLESS | B | 1/2" | 1 1/2"-FG-B-309-N |  | TYPE=PIPE |  | PL |  |  |  |  | mm | 21.336 | 0.5 | 2236.0809 | 1669.4663 | 3564.2187 |  | 10S | New |  | 1.95 | KG | [6 empty] | SHOP | SKID GAS | 343566 | [7 empty] | 75 | FALSE | 75
PIPE, SEAMLESS, PE, SCH 160, B36.10, A106 Gr. B | ASTM A106 Gr. B |  |  |  | 1/2"-1-1/2" | PIPE, SEAMLESS | B | 1/2" | 1 1/2"-FG-B-309-N |  | TYPE=PIPE |  | PL |  |  |  |  | mm | 21.336 | 0.5 | 2236.0809 | 1669.4663 | 3694.5907 |  | 10S | New |  | 1.95 | KG | [6 empty] | SHOP | SKID GAS | 343578 | [7 empty] | 75 | FALSE | 75
PIPE, SEAMLESS, PE, SCH 160, B36.10, A106 Gr. B | ASTM A106 Gr. B |  |  |  | 1/2"-1-1/2" | PIPE, SEAMLESS | D | 3/4" | 3/4"-QUI-D-704-N |  | TYPE=PIPE |  | PL |  |  |  |  | mm | 26.67 | 0.75 | 764.91 | 27.6669 | 211.2101 |  | 10S | New |  | 2.9 | KG | [6 empty] | SHOP | SKID GAS | 343609 | [8 empty] | FALSE | 462.1826
PIPE, SEAMLESS, PE, SCH 160, B36.10, A106 Gr. B | ASTM A106 Gr. B |  |  |  | 1/2"-1-1/2" | PIPE, SEAMLESS | D | 3/4" | 3/4"-QUI-D-702-N |  | TYPE=PIPE |  | PL |  |  |  |  | mm | 26.67 | 0.75 | 676.91 | 619.253 | 211.2101 |  | 10S | New |  | 2.9 | KG | [6 empty] | SHOP | SKID GAS | 344114 | [8 empty] | FALSE | 591.586
PIPE, SEAMLESS, PE, SCH 160, B36.10, A106 Gr. B | ASTM A106 Gr. B |  |  |  | 1/2"-1-1/2" | PIPE, SEAMLESS | B | 1/2" | 1/2"-DO-B-503-N |  | TYPE=PIPE |  | PL |  |  |  |  | mm | 21.336 | 0.5 | 796.3477 | 355.8083 | 128.0597 |  | 10S | New |  | 1.95 | KG | [6 empty] | SHOP | SKID GAS | 344487 | [7 empty] | 244.0658 | FALSE | 244.0658
PIPE, SEAMLESS, PE, SCH 160, B36.10, A106 Gr. B | ASTM A106 Gr. B |  |  |  | 1/2"-1-1/2" | PIPE, SEAMLESS | B | 1/2" | 1/2"-LIH-B-410-N |  | TYPE=PIPE |  | PL |  |  |  |  | mm | 21.336 | 0.5 | 796.3477 | 249.3451 | 128.0597 |  | 10S | New |  | 1.95 | KG | [6 empty] | SHOP | SKID GAS | 344511 | [7 empty] | 244.0658 | FALSE | 244.0658
PIPE, SEAMLESS, PE, SCH 160, B36.10, A106 Gr. B | ASTM A106 Gr. B |  |  |  | 1/2"-1-1/2" | PIPE, SEAMLESS | D | 3/4" | 3/4"-QUI-D-702-N |  | TYPE=PIPE |  | PL |  |  |  |  | mm | 26.67 | 0.75 | 695.96 | 638.303 | 211.2101 |  | 10S | New |  | 2.9 | KG | [6 empty] | SHOP | SKID GAS | 344531 | [8 empty] | FALSE | 1714.5908
PIPE, SEAMLESS, PE, SCH 160, B36.10, A106 Gr. B | ASTM A106 Gr. B |  |  |  | 1/2"-1-1/2" | PIPE, SEAMLESS | D | 3/4" | 3/4"-QUI-D-704-N |  | TYPE=PIPE |  | PL |  |  |  |  | mm | 26.67 | 0.75 | 783.96 | 550.303 | 211.2101 |  | 10S | New |  | 2.9 | KG | [6 empty] | SHOP | SKID GAS | 344541 | [8 empty] | FALSE | 1714.5908
PIPE, SEAMLESS, PE, SCH 160, B36.10, A106 Gr. B | ASTM A106 Gr. B |  |  |  | 1/2"-1-1/2" | PIPE, SEAMLESS | D | 3/4" | 3/4"-QUI-D-702-N |  | TYPE=PIPE |  | PL |  |  |  |  | mm | 26.67 | 0.75 | 2429.6007 | 657.353 | 211.2101 |  | 10S | New |  | 2.9 | KG | [6 empty] | SHOP | SKID GAS | 344547 | [8 empty] | FALSE | 6000
PIPE, SEAMLESS, PE, SCH 160, B36.10, A106 Gr. B | ASTM A106 Gr. B |  |  |  | 1/2"-1-1/2" | PIPE, SEAMLESS | D | 3/4" | 3/4"-QUI-D-704-N |  | TYPE=PIPE |  | PL |  |  |  |  | mm | 26.67 | 0.75 | 2517.6007 | 569.353 | 211.2101 |  | 10S | New |  | 2.9 | KG | [6 empty] | SHOP | SKID GAS | 344553 | [8 empty] | FALSE | 6000
PIPE, SEAMLESS, PE, SCH 160, B36.10, A106 Gr. B | ASTM A106 Gr. B |  |  |  | 1/2"-1-1/2" | PIPE, SEAMLESS | D | 3/4" | 3/4"-QUI-D-702-N |  | TYPE=PIPE |  | PL |  |  |  |  | mm | 26.67 | 0.75 | 2429.6007 | 6670.053 | 211.2101 |  | 10S | New |  | 2.9 | KG | [6 empty] | SHOP | SKID GAS | 344571 | [7 empty] | 5992.1768 | FALSE | 5992.1768
PIPE, SEAMLESS, PE, SCH 160, B36.10, A106 Gr. B | ASTM A106 Gr. B |  |  |  | 1/2"-1-1/2" | PIPE, SEAMLESS | D | 3/4" | 3/4"-QUI-D-704-N |  | TYPE=PIPE |  | PL |  |  |  |  | mm | 26.67 | 0.75 | 2517.6007 | 6582.053 | 211.2101 |  | 10S | New |  | 2.9 | KG | [6 empty] | SHOP | SKID GAS | 344577 | [7 empty] | 5992.1768 | FALSE | 5992.1768
PIPE, SEAMLESS, PE, SCH 160, B36.10, A106 Gr. B | ASTM A106 Gr. B |  |  |  | 1/2"-1-1/2" | PIPE, SEAMLESS | D | 3/4" | 3/4"-QUI-D-702-N |  | TYPE=PIPE |  | PL |  |  |  |  | mm | 26.67 | 0.75 | 2410.5507 | 12965.4201 | 1209.2826 |  | 10S | New |  | 2.9 | KG | [6 empty] | SHOP | SKID GAS | 344583 | [7 empty] | 666.8946 | FALSE | 666.8946
PIPE, SEAMLESS, PE, SCH 160, B36.10, A106 Gr. B | ASTM A106 Gr. B |  |  |  | 1/2"-1-1/2" | PIPE, SEAMLESS | D | 3/4" | 3/4"-QUI-D-702-N |  | TYPE=PIPE |  | PL |  |  |  |  | mm | 26.67 | 0.75 | 2429.6007 | 12965.4201 | 1190.2326 |  | 10S | New |  | 2.9 | KG | [6 empty] | SHOP | SKID GAS | 344635 | [7 empty] | 959.9724 | FALSE | 959.9724
PIPE, SEAMLESS, PE, SCH 160, B36.10, A106 Gr. B | ASTM A106 Gr. B |  |  |  | 1/2"-1-1/2" | PIPE, SEAMLESS | D | 3/4" | 3/4"-QUI-D-704-N |  | TYPE=PIPE |  | PL |  |  |  |  | mm | 26.67 | 0.75 | 2517.6007 | 13818.2252 | 211.2101 |  | 10S | New |  | 2.9 | KG | [6 empty] | SHOP | SKID GAS | 344679 | [7 empty] | 1215.649 | FALSE | 1215.649
PIPE, SEAMLESS, PE, SCH 160, B36.10, A106 Gr. B | ASTM A106 Gr. B |  |  |  | 1/2"-1-1/2" | PIPE, SEAMLESS | D | 3/4" | 3/4"-QUI-D-704-N |  | TYPE=PIPE |  | PL |  |  |  |  | mm | 26.67 | 0.75 | 1829.3451 | 13680.0172 | 1631.6 |  | 10S | New |  | 2.9 | KG | [6 empty] | SHOP | SKID GAS | 344736 | [7 empty] | 75 | FALSE | 75
PIPE, SEAMLESS, PE, SCH 160, B36.10, A106 Gr. B | ASTM A106 Gr. B |  |  |  | 1/2"-1-1/2" | PIPE, SEAMLESS | D | 3/4" | 3/4"-QUI-D-704-N |  | TYPE=PIPE |  | PL |  |  |  |  | mm | 26.67 | 0.75 | 1902.422 | 13753.0942 | 1631.6 |  | 10S | New |  | 2.9 | KG | [6 empty] | SHOP | SKID GAS | 344761 | [7 empty] | 100 | FALSE | 100
PIPE, SEAMLESS, PE, SCH 160, B36.10, A106 Gr. B | ASTM A106 Gr. B |  |  |  | 1/2"-1-1/2" | PIPE, SEAMLESS | D | 3/4" | 3/4"-QUI-D-704-N |  | TYPE=PIPE |  | PL |  |  |  |  | mm | 26.67 | 0.75 | 2005.6531 | 13837.2752 | 211.2101 |  | 10S | New |  | 2.9 | KG | [6 empty] | SHOP | SKID GAS | 344824 | [7 empty] | 96.031 | FALSE | 96.031
PIPE, SEAMLESS, PE, SCH 160, B36.10, A106 Gr. B | ASTM A106 Gr. B |  |  |  | 1/2"-1-1/2" | PIPE, SEAMLESS | D | 3/4" | 3/4"-QUI-D-704-N |  | TYPE=PIPE |  | PL |  |  |  |  | mm | 26.67 | 0.75 | 2167.7241 | 13837.2752 | 211.2101 |  | 10S | New |  | 2.9 | KG | [6 empty] | SHOP | SKID GAS | 344833 | [7 empty] | 330.8266 | FALSE | 330.8266
PIPE, SEAMLESS, PE, SCH 160, B36.10, A106 Gr. B | ASTM A106 Gr. B |  |  |  | 1/2"-1-1/2" | PIPE, SEAMLESS | B | 1" | 1/2"-DO-B-507-N |  | TYPE=PIPE |  | PL |  |  |  |  | mm | 33.401 | 1 | 1209.2584 | 7499.3837 | 214.5756 |  | 10S | New |  | 4.24 | KG | [6 empty] | SHOP | SKID GAS | 345508 | [7 empty] | 100 | FALSE | 100
PIPE, SEAMLESS, BE, SCH 80, B36.10, A106 Gr B | API 5L Gr. B |  |  |  | 3"-8" | PIPE, SEAMLESS | D | 4" | 4"-PG-D-328-N |  | TYPE=PIPE |  | PL |  |  |  |  | mm | 114.3 | 4 | 5530.1318 | 1157.919 | 488.198 |  | STD | New |  | 22.32 | KG | [6 empty] | SHOP | SKID MEDICION | 345853 | [7 empty] | 200 | FALSE | 200
PIPE, SEAMLESS, BE, SCH 80, B36.10, A106 Gr B | API 5L Gr. B |  |  |  | 3"-8" | PIPE, SEAMLESS | D | 4" | 4"-PG-D-327-N |  | TYPE=PIPE |  | PL |  |  |  |  | mm | 114.3 | 4 | 2029.0426 | 700.871 | 488.198 |  | STD | New |  | 22.32 | KG | [6 empty] | SHOP | SKID MEDICION | 345879 | [7 empty] | 200 | FALSE | 200
PIPE, SEAMLESS, BE, SCH 80, B36.10, A106 Gr B | API 5L Gr. B |  |  |  | 3"-8" | PIPE, SEAMLESS | D | 4" | 4"-PG-D-308-N |  | TYPE=PIPE |  | PL |  |  |  |  | mm | 114.3 | 4 | 1829.0426 | 1614.967 | 488.198 |  | STD | New |  | 22.32 | KG | [6 empty] | SHOP | SKID MEDICION | 346110 | [7 empty] | 409.296 | FALSE | 409.296
PIPE, SEAMLESS, BE, SCH 80, B36.10, A106 Gr B | API 5L Gr. B |  |  |  | 3"-8" | PIPE, SEAMLESS | D | 4" | 4"-PG-D-334-N |  | TYPE=PIPE |  | PL |  |  |  |  | mm | 114.3 | 4 | 4411.2872 | 1157.919 | 488.198 |  | STD | New |  | 22.32 | KG | [6 empty] | SHOP | SKID MEDICION | 346142 | [7 empty] | 1038.4957 | FALSE | 1038.4957
PIPE, SEAMLESS, PE, SCH 160, B36.10, A106 Gr. B | ASTM A106 Gr. B |  |  |  | 1/2"-1-1/2" | PIPE, SEAMLESS | D | 1/2" | 1/2"-OD-B-501-N |  | TYPE=PIPE |  | PL |  |  |  |  | mm | 21.336 | 0.5 | 1777.2899 | 7377.0317 | 214.5756 |  | 10S | New |  | 1.95 | KG | [6 empty] | SHOP | SKID GAS | 346152 | [7 empty] | 545.6795 | FALSE | 545.6795
PIPE, SEAMLESS, PE, SCH 160, B36.10, A106 Gr. B | ASTM A106 Gr. B |  |  |  | 1/2"-1-1/2" | PIPE, SEAMLESS | B | 1/2" | 1/2"-OD-B-501-N |  | TYPE=PIPE |  | PL |  |  |  |  | mm | 21.336 | 0.5 | 2114.5234 | 7377.0317 | 214.5756 |  | 10S | New |  | 1.95 | KG | [6 empty] | SHOP | SKID GAS | 346162 | [7 empty] | 183.2649 | FALSE | 183.2649
PIPE, SEAMLESS, PE, SCH 160, B36.10, A106 Gr. B | ASTM A106 Gr. B |  |  |  | 1/2"-1-1/2" | PIPE, SEAMLESS | B | 1/2" | 1/2"-DO-B-503-N |  | TYPE=PIPE |  | PL |  |  |  |  | mm | 21.336 | 0.5 | 988.0069 | 355.8082 | 308.5429 |  | 10S | New |  | 1.95 | KG | [6 empty] | SHOP | SKID GAS | 347302 | [7 empty] | 75 | FALSE | 75
PIPE, SEAMLESS, PE, SCH 160, B36.10, A106 Gr. B | ASTM A106 Gr. B |  |  |  | 1/2"-1-1/2" | PIPE, SEAMLESS | B | 1/2" | 1/2"-DO-B-503-N |  | TYPE=PIPE |  | PL |  |  |  |  | mm | 21.336 | 0.5 | 1086.6035 | 355.8071 | 308.5429 |  | 10S | New |  | 1.95 | KG | [6 empty] | SHOP | SKID GAS | 347314 | [7 empty] | 75 | FALSE | 75
PIPE, SEAMLESS, PE, SCH 160, B36.10, A106 Gr. B | ASTM A106 Gr. B |  |  |  | 1/2"-1-1/2" | PIPE, SEAMLESS | D | 1/2" | 1/2"-DO-B-503-N |  | TYPE=PIPE |  | PL |  |  |  |  | mm | 21.336 | 0.5 | 1216.9755 | 355.8057 | 308.5429 |  | 10S | New |  | 1.95 | KG | [6 empty] | SHOP | SKID GAS | 347338 | [7 empty] | 629.9489 | FALSE | 629.9489
PIPE, SEAMLESS, PE, SCH 160, B36.10, A106 Gr. B | ASTM A106 Gr. B |  |  |  | 1/2"-1-1/2" | PIPE, SEAMLESS | B | 1/2" | 1/2"-DO-B-507-N |  | TYPE=PIPE |  | PL |  |  |  |  | mm | 21.336 | 0.5 | 1209.3413 | 10034.7701 | 214.5756 |  | 10S | New |  | 1.95 | KG | [6 empty] | SHOP | SKID GAS | 347348 | [7 empty] | 79.1494 | FALSE | 79.1494
PIPE, SEAMLESS, PE, SCH 160, B36.10, A106 Gr. B | ASTM A106 Gr. B |  |  |  | 1/2"-1-1/2" | PIPE, SEAMLESS | D | 1/2" | 1/2"-LIH-D-409-N |  | TYPE=PIPE |  | PL |  |  |  |  | mm | 21.336 | 0.5 | 1862.6724 | 265.0621 | 308.5431 |  | 10S | New |  | 1.95 | KG | [6 empty] | SHOP | SKID GAS | 347358 | [8 empty] | FALSE | 75
PIPE, SEAMLESS, PE, SCH 160, B36.10, A106 Gr. B | ASTM A106 Gr. B |  |  |  | 1/2"-1-1/2" | PIPE, SEAMLESS | B | 1" | 1"-DO-B-505-N |  | TYPE=PIPE |  | PL |  |  |  |  | mm | 33.401 | 1 | 307.9137 | 333.4512 | 214.5756 |  | 10S | New |  | 4.24 | KG | [6 empty] | SHOP | SKID GAS | 347372 | [7 empty] | 262.2486 | FALSE | 262.2486
PIPE, SEAMLESS, PE, SCH 160, B36.10, A106 Gr. B | ASTM A106 Gr. B |  |  |  | 1/2"-1-1/2" | PIPE, SEAMLESS | D | 1/2" | 1/2"-LIH-D-409-N |  | TYPE=PIPE |  | PL |  |  |  |  | mm | 21.336 | 0.5 | 1862.6724 | 511.0741 | 308.5431 |  | 10S | New |  | 1.95 | KG | [6 empty] | SHOP | SKID GAS | 347392 | [7 empty] | 933.3879 | FALSE | 933.3879
PIPE, SEAMLESS, PE, SCH 160, B36.10, A106 Gr. B | ASTM A106 Gr. B |  |  |  | 1/2"-1-1/2" | PIPE, SEAMLESS | B | 1/2" | 1/2"-LIH-B-410-N |  | TYPE=PIPE |  | PL |  |  |  |  | mm | 21.336 | 0.5 | 988.0069 | 249.3444 | 308.5429 |  | 10S | New |  | 1.95 | KG | [6 empty] | SHOP | SKID GAS | 347409 | [7 empty] | 75 | FALSE | 75
PIPE, SEAMLESS, PE, SCH 160, B36.10, A106 Gr. B | ASTM A106 Gr. B |  |  |  | 1/2"-1-1/2" | PIPE, SEAMLESS | D | 1/2" | 1/2"-LIH-D-409-N |  | TYPE=PIPE |  | PL |  |  |  |  | mm | 21.336 | 0.5 | 1398.1882 | 249.3321 | 308.5429 |  | 10S | New |  | 1.95 | KG | [6 empty] | SHOP | SKID GAS | 347419 | [7 empty] | 448.7362 | FALSE | 448.7362
PIPE, SEAMLESS, BE, SCH 40, B36.10, A106 Gr. B | API 5L Gr. B |  |  |  | 2"-24" | PIPE, SEAMLESS | B | 2" | 2"-LIH-B-449-N |  | TYPE=PIPE |  | PL |  |  |  |  | mm | 60.325 | 2 | 82656.8252 | 60871.9495 | 603.747 |  | STD | New |  | 5.44 | KG | [6 empty] | SHOP | RACK PRINCIPAL | 349453 | [7 empty] | 264.9482 | FALSE | 264.9482
PIPE, SCH 80, PE, B36.1, A-106 GR.B | ASTM A106 |  |  |  | PIPE, SEAMLESS, 80, 1" ND, PE, ASTM A106 | PIPE, SEAMLESS | A1A2 | 1" | 1"-IA-A1-906-N |  | TYPE=PIPE |  | PL |  |  |  |  | mm | 33.401 | 1 | 49341.1822 | 1979.6022 | 90.7005 |  | 80 | New |  |  | KG | [6 empty] | SHOP | RACK PRINCIPAL | 349454 | [7 empty] | 1941.8503 | TRUE | 1941.8503
PIPE, SEAMLESS, BE, SCH 40, B36.10, A106 Gr. B | API 5L Gr. B |  |  |  | 2"-24" | PIPE, SEAMLESS | B | 2" | 2"-LIH-B-428-N |  | TYPE=PIPE |  | PL |  |  |  |  | mm | 60.325 | 2 | 82656.8252 | 59871.9495 | 603.747 |  | STD | New |  | 5.44 | KG | [6 empty] | SHOP | RACK PRINCIPAL | 349460 | [7 empty] | 264.9482 | FALSE | 264.9482
PIPE, SEAMLESS, PE, SCH 160, B36.10, A106 Gr. B | ASTM A106 Gr. B |  |  |  | 1/2"-1-1/2" | PIPE, SEAMLESS | B | 1" | 1"-PG-B-311-HT |  | TYPE=PIPE |  | PL |  |  |  |  | mm | 33.401 | 1 | 32189.7971 | 2271.6022 | 140.7005 |  | 10S | New |  | 4.24 | KG | [6 empty] | SHOP | RACK PRINCIPAL | 349463 | [7 empty] | 2260.2365 | FALSE | 2260.2365
PIPE, SEAMLESS, BE, SCH 40, B36.10, A106 Gr. B | API 5L Gr. B |  |  |  | 2"-24" | PIPE, SEAMLESS | B | 2" | 2"-LIH-B-431-N |  | TYPE=PIPE |  | PL |  |  |  |  | mm | 60.325 | 2 | 80978.5294 | 60670.5815 | 150.8505 |  | STD | New |  | 5.44 | KG | [6 empty] | SHOP | RACK PRINCIPAL | 349466 | [7 empty] | 523 | FALSE | 523
PIPE, SEAMLESS, PE, SCH 160, B36.10, A106 Gr. B | ASTM A106 Gr. B |  |  |  | 1/2"-1-1/2" | PIPE, SEAMLESS | B | 1" | 1"-PG-B-311-HT |  | TYPE=PIPE |  | PL |  |  |  |  | mm | 33.401 | 1 | 29907.2086 | 2293.9542 | 140.7005 |  | 10S | New |  | 4.24 | KG | [6 empty] | SHOP | RACK PRINCIPAL | 349467 | [7 empty] | 891.735 | FALSE | 891.735
PIPE, SEAMLESS, PE, SCH 160, B36.10, A106 Gr. B | ASTM A106 Gr. B |  |  |  | 1/2"-1-1/2" | PIPE, SEAMLESS | B | 1" | 1"-PG-B-311-HT |  | TYPE=PIPE |  | PL |  |  |  |  | mm | 33.401 | 1 | 38205.6721 | 2271.6022 | 140.7005 |  | 10S | New |  | 4.24 | KG | [6 empty] | SHOP | RACK PRINCIPAL | 349468 | [7 empty] | 5984.125 | FALSE | 5984.125
PIPE, SEAMLESS, PE, SCH 160, B36.10, A106 Gr. B | ASTM A106 Gr. B |  |  |  | 1/2"-1-1/2" | PIPE, SEAMLESS | B | 1" | 1"-PG-B-311-HT |  | TYPE=PIPE |  | PL |  |  |  |  | mm | 33.401 | 1 | 32205.6721 | 2271.6022 | 140.7005 |  | 10S | New |  | 4.24 | KG | [6 empty] | SHOP | RACK PRINCIPAL | 349469 | [7 empty] | 5984.125 | FALSE | 5984.125
PIPE, SCH 80, PE, B36.1, A-106 GR.B | ASTM A106 |  |  |  | PIPE, SEAMLESS, 80, 1" ND, PE, ASTM A106 | PIPE, SEAMLESS | A1A2 | 1" | 1"-IA-A1-906-N |  | TYPE=PIPE |  | PL |  |  |  |  | mm | 33.401 | 1 | 5395.8334 | 15624.5744 | 90.7005 |  | 80 | New |  |  | KG | [6 empty] | SHOP | RACK PRINCIPAL | 349474 | [7 empty] | 271.434 | TRUE | 271.434
PIPE, SCH 80, PE, B36.1, A-106 GR.B | ASTM A106 |  |  |  | PIPE, SEAMLESS, 80, 1" ND, PE, ASTM A106 | PIPE, SEAMLESS | A1A2 | 1" | 1"-IA-A1-906-N |  | TYPE=PIPE |  | PL |  |  |  |  | mm | 33.401 | 1 | 3551.8421 | 15597.4675 | 90.7005 |  | 80 | New |  |  | KG | [6 empty] | SHOP | RACK PRINCIPAL | 349475 | [7 empty] | 100.9477 | TRUE | 100.9477
PIPE, SCH 80, PE, B36.1, A-106 GR.B | ASTM A106 |  |  |  | PIPE, SEAMLESS, 80, 1" ND, PE, ASTM A106 | PIPE, SEAMLESS | A1A2 | 1" | 1"-IA-A1-906-N |  | TYPE=PIPE |  | PL |  |  |  |  | mm | 33.401 | 1 | 5368.7266 | 15597.4675 | 90.7005 |  | 80 | New |  |  | KG | [6 empty] | SHOP | RACK PRINCIPAL | 349476 | [7 empty] | 100.9477 | TRUE | 100.9477
PIPE, SCH 80, PE, B36.1, A-106 GR.B | ASTM A106 |  |  |  | PIPE, SEAMLESS, 80, 1" ND, PE, ASTM A106 | PIPE, SEAMLESS | A1A2 | 1" | 1"-IA-A1-906-N |  | TYPE=PIPE |  | PL |  |  |  |  | mm | 33.401 | 1 | 3834.6021 | 15624.5744 | 90.7005 |  | 80 | New |  |  | KG | [6 empty] | SHOP | RACK PRINCIPAL | 349477 | [7 empty] | 255.6531 | TRUE | 255.6531
PIPE, SCH 80, PE, B36.1, A-106 GR.B | ASTM A106 |  |  |  | PIPE, SEAMLESS, 80, 1" ND, PE, ASTM A106 | PIPE, SEAMLESS | A1A2 | 1" | 1"-IA-A1-906-N |  | TYPE=PIPE |  | PL |  |  |  |  | mm | 33.401 | 1 | 4184.602 | 15624.5744 | 90.7005 |  | 80 | New |  |  | KG | [6 empty] | SHOP | RACK PRINCIPAL | 349478 | [7 empty] | 295.7862 | TRUE | 295.7862
PIPE, SCH 80, PE, B36.1, A-106 GR.B | ASTM A106 |  |  |  | PIPE, SEAMLESS, 80, 1" ND, PE, ASTM A106 | PIPE, SEAMLESS | A1A2 | 1" | 1"-IA-A1-906-N |  | TYPE=PIPE |  | PL |  |  |  |  | mm | 33.401 | 1 | 4534.6019 | 15624.5744 | 90.7005 |  | 80 | New |  |  | KG | [6 empty] | SHOP | RACK PRINCIPAL | 349479 | [7 empty] | 295.7862 | TRUE | 295.7862
PIPE, SCH 80, PE, B36.1, A-106 GR.B | ASTM A106 |  |  |  | PIPE, SEAMLESS, 80, 1" ND, PE, ASTM A106 | PIPE, SEAMLESS | A1A2 | 1" | 1"-IA-A1-906-N |  | TYPE=PIPE |  | PL |  |  |  |  | mm | 33.401 | 1 | 5341.6197 | 15624.5744 | 90.7005 |  | 80 | New |  |  | KG | [6 empty] | SHOP | RACK PRINCIPAL | 349480 | [7 empty] | 752.804 | TRUE | 752.804
PIPE, SEAMLESS, BE, SCH 40, B36.10, A106 Gr. B | API 5L Gr. B |  |  |  | 2"-24" | PIPE, SEAMLESS | B | 6" | 6"-FH-B-325-N |  | TYPE=PIPE |  | PL |  |  |  |  | mm | 168.275 | 6 | 86588.1718 | 10888.671 | 2518.6488 |  | STD | New |  | 28.26 | KG | [6 empty] | SHOP | RACK PRINCIPAL | 349481 | [7 empty] | 50069.3766 | FALSE | 50069.3766
PIPE, SEAMLESS, BE, SCH 40, B36.10, A106 Gr. B | API 5L Gr. B |  |  |  | 2"-24" | PIPE, SEAMLESS | B | 6" | 6"-FH-B-325-N |  | TYPE=PIPE |  | PL |  |  |  |  | mm | 168.275 | 6 | 57493.3414 | 10660.0715 | 2457.5583 |  | STD | New |  | 28.26 | KG | [6 empty] | SHOP | RACK PRINCIPAL | 349482 | [7 empty] | 28866.2946 | FALSE | 28866.2946
PIPE, SEAMLESS, BE, SCH 40, B36.10, A106 Gr. B | API 5L Gr. B |  |  |  | 2"-24" | PIPE, SEAMLESS | B | 6" | 6"-FH-B-325-N |  | TYPE=PIPE |  | PL |  |  |  |  | mm | 168.275 | 6 | 86816.7713 | 61186.5375 | 2623.9123 |  | STD | New |  | 28.26 | KG | [6 empty] | SHOP | RACK PRINCIPAL | 349483 | [7 empty] | 92055.1627 | FALSE | 92055.1627
PIPE, SEAMLESS, PE, SCH 160, B36.10, A106 Gr. B | ASTM A106 Gr. B |  |  |  | 1/2"-1-1/2" | PIPE, SEAMLESS | B | 1/2" | 2"-LIH-B-449-N |  | TYPE=PIPE |  | PL |  |  |  |  | mm | 21.336 | 0.5 | 82048.2167 | 61084.0815 | 557.7095 |  | 10S | New |  | 1.95 | KG | [6 empty] | SHOP | RACK PRINCIPAL | 349484 | [7 empty] | 60.325 | FALSE | 60.325
PIPE, SEAMLESS, BE, SCH 40, B36.10, A106 Gr. B | API 5L Gr. B |  |  |  | 2"-24" | PIPE, SEAMLESS | B | 3" | 3"-LIH-B-426-N |  | TYPE=PIPE |  | PL |  |  |  |  | mm | 88.9 | 3 | 81242.8294 | 57384.2009 | 178.6 |  | STD | New |  | 11.29 | KG | [6 empty] | SHOP | RACK PRINCIPAL | 349485 | [7 empty] | 2033.5426 | FALSE | 2033.5426
PIPE, SEAMLESS, BE, SCH 160, B36.10, A106 Gr. B | ASTM A106 Gr. B |  |  |  | PIPE BE 160 | PIPE, SEAMLESS | E | 2" | 3"-MUL-E-006-N |  | TYPE=PIPE |  | PL |  |  |  |  | mm | 60.325 | 2 | 24506.5671 | 3456.243 | 759.8131 |  | 10S | New |  | 11.11 | KG | [6 empty] | SHOP | RACK PRINCIPAL | 349486 | [7 empty] | 230 | FALSE | 230
PIPE, SEAMLESS, BE, SCH 160, B36.10, A106 Gr. B | ASTM A106 Gr. B |  |  |  | PIPE BE 160 | PIPE, SEAMLESS | E | 3" | 3"-MUL-E-006-N |  | TYPE=PIPE |  | PL |  |  |  |  | mm | 88.9 | 3 | 24582.7671 | 4210.7246 | 759.8131 |  | 10S | New |  | 21.35 | KG | [6 empty] | SHOP | RACK PRINCIPAL | 349493 | [7 empty] | 203 | FALSE | 203
PIPE, SEAMLESS, PE, SCH 160, B36.10, A106 Gr. B | ASTM A106 Gr. B |  |  |  | 1/2"-1-1/2" | PIPE, SEAMLESS | B | 1 1/2" | 1 1/2"-LIH-B-421-N |  | TYPE=PIPE |  | PL |  |  |  |  | mm | 48.26 | 1.5 | 65143.1933 | 11421.783 | 148.13 |  | 10S | New |  | 7.25 | KG | [6 empty] | SHOP | RACK PRINCIPAL | 349496 | [8 empty] | FALSE | 6000
PIPE, SEAMLESS, PE, SCH 160, B36.10, A106 Gr. B | ASTM A106 Gr. B |  |  |  | 1/2"-1-1/2" | PIPE, SEAMLESS | B | 1 1/2" | 1 1/2"-LIH-B-421-N |  | TYPE=PIPE |  | PL |  |  |  |  | mm | 48.26 | 1.5 | 77174.9433 | 11421.783 | 148.13 |  | 10S | New |  | 7.25 | KG | [6 empty] | SHOP | RACK PRINCIPAL | 349497 | [7 empty] | 6000 | FALSE | 6000
PIPE, SEAMLESS, PE, SCH 160, B36.10, A106 Gr. B | ASTM A106 Gr. B |  |  |  | 1/2"-1-1/2" | PIPE, SEAMLESS | B | 1 1/2" | 1 1/2"-LIH-B-421-N |  | TYPE=PIPE |  | PL |  |  |  |  | mm | 48.26 | 1.5 | 59095.5683 | 2407.22 | 148.13 |  | 10S | New |  | 7.25 | KG | [6 empty] | SHOP | RACK PRINCIPAL | 349499 | [7 empty] | 3581.0338 | FALSE | 3581.0338
PIPE, SEAMLESS, PE, SCH 160, B36.10, A106 Gr. B | ASTM A106 Gr. B |  |  |  | 1/2"-1-1/2" | PIPE, SEAMLESS | B | 1 1/2" | 1 1/2"-LIH-B-421-N |  | TYPE=PIPE |  | PL |  |  |  |  | mm | 48.26 | 1.5 | 85878.497 | 11453.533 | 148.13 |  | 10S | New |  | 7.25 | KG | [6 empty] | SHOP | RACK PRINCIPAL | 349501 | [7 empty] | 6000 | FALSE | 6000
PIPE, SEAMLESS, PE, SCH 160, B36.10, A106 Gr. B | ASTM A106 Gr. B |  |  |  | 1/2"-1-1/2" | PIPE, SEAMLESS | B | 1 1/2" | 1 1/2"-LIH-B-421-N |  | TYPE=PIPE |  | PL |  |  |  |  | mm | 48.26 | 1.5 | 59127.3183 | 11421.783 | 148.13 |  | 10S | New |  | 7.25 | KG | [6 empty] | SHOP | RACK PRINCIPAL | 349502 | [8 empty] | FALSE | 6000
PIPE, SEAMLESS, PE, SCH 160, B36.10, A106 Gr. B | ASTM A106 Gr. B |  |  |  | 1/2"-1-1/2" | PIPE, SEAMLESS | B | 1 1/2" | 1 1/2"-LIH-B-421-N |  | TYPE=PIPE |  | PL |  |  |  |  | mm | 48.26 | 1.5 | 85878.497 | 17469.408 | 148.13 |  | 10S | New |  | 7.25 | KG | [6 empty] | SHOP | RACK PRINCIPAL | 349503 | [7 empty] | 6000 | FALSE | 6000
PIPE, SEAMLESS, PE, SCH 160, B36.10, A106 Gr. B | ASTM A106 Gr. B |  |  |  | 1/2"-1-1/2" | PIPE, SEAMLESS | B | 1 1/2" | 1 1/2"-LIH-B-421-N |  | TYPE=PIPE |  | PL |  |  |  |  | mm | 48.26 | 1.5 | 71159.0683 | 11421.783 | 148.13 |  | 10S | New |  | 7.25 | KG | [6 empty] | SHOP | RACK PRINCIPAL | 349504 | [8 empty] | FALSE | 6000
PIPE, SEAMLESS, PE, SCH 160, B36.10, A106 Gr. B | ASTM A106 Gr. B |  |  |  | 1/2"-1-1/2" | PIPE, SEAMLESS | B | 1" | 1"-DO-B-509-N |  | TYPE=PIPE |  | PL |  |  |  |  | mm | 33.401 | 1 | 59283.5683 | 2209.822 | 140.7005 |  | 10S | New |  | 4.24 | KG | [6 empty] | SHOP | RACK PRINCIPAL | 349505 | [7 empty] | 6000 | FALSE | 6000
PIPE, SEAMLESS, PE, SCH 160, B36.10, A106 Gr. B | ASTM A106 Gr. B |  |  |  | 1/2"-1-1/2" | PIPE, SEAMLESS | B | 1" | 1"-DO-B-509-N |  | TYPE=PIPE |  | PL |  |  |  |  | mm | 33.401 | 1 | 59305.9203 | 11233.783 | 140.7005 |  | 10S | New |  | 4.24 | KG | [6 empty] | SHOP | RACK PRINCIPAL | 349506 | [8 empty] | FALSE | 6000
PIPE, SEAMLESS, PE, SCH 160, B36.10, A106 Gr. B | ASTM A106 Gr. B |  |  |  | 1/2"-1-1/2" | PIPE, SEAMLESS | B | 1" | 1"-DO-B-509-N |  | TYPE=PIPE |  | PL |  |  |  |  | mm | 33.401 | 1 | 86066.497 | 11256.135 | 140.7005 |  | 10S | New |  | 4.24 | KG | [6 empty] | SHOP | RACK PRINCIPAL | 349507 | [7 empty] | 6000 | FALSE | 6000
PIPE, SEAMLESS, PE, SCH 160, B36.10, A106 Gr. B | ASTM A106 Gr. B |  |  |  | 1/2"-1-1/2" | PIPE, SEAMLESS | B | 1" | 1"-DO-B-509-N |  | TYPE=PIPE |  | PL |  |  |  |  | mm | 33.401 | 1 | 65321.7953 | 11233.783 | 140.7005 |  | 10S | New |  | 4.24 | KG | [6 empty] | SHOP | RACK PRINCIPAL | 349508 | [8 empty] | FALSE | 6000
PIPE, SEAMLESS, PE, SCH 160, B36.10, A106 Gr. B | ASTM A106 Gr. B |  |  |  | 1/2"-1-1/2" | PIPE, SEAMLESS | B | 1" | 1"-DO-B-509-N |  | TYPE=PIPE |  | PL |  |  |  |  | mm | 33.401 | 1 | 86066.497 | 17272.01 | 140.7005 |  | 10S | New |  | 4.24 | KG | [6 empty] | SHOP | RACK PRINCIPAL | 349509 | [7 empty] | 6000 | FALSE | 6000
PIPE, SEAMLESS, PE, SCH 160, B36.10, A106 Gr. B | ASTM A106 Gr. B |  |  |  | 1/2"-1-1/2" | PIPE, SEAMLESS | B | 1" | 1"-DO-B-509-N |  | TYPE=PIPE |  | PL |  |  |  |  | mm | 33.401 | 1 | 77353.5453 | 11233.783 | 140.7005 |  | 10S | New |  | 4.24 | KG | [6 empty] | SHOP | RACK PRINCIPAL | 349510 | [7 empty] | 6000 | FALSE | 6000
PIPE, SEAMLESS, PE, SCH 160, B36.10, A106 Gr. B | ASTM A106 Gr. B |  |  |  | 1/2"-1-1/2" | PIPE, SEAMLESS | B | 1" | 1"-DO-B-509-N |  | TYPE=PIPE |  | PL |  |  |  |  | mm | 33.401 | 1 | 71337.6703 | 11233.783 | 140.7005 |  | 10S | New |  | 4.24 | KG | [6 empty] | SHOP | RACK PRINCIPAL | 349511 | [8 empty] | FALSE | 6000
PIPE, SCH 80, PE, B36.1, A-106 GR.B | ASTM A106 |  |  |  | PIPE, SEAMLESS, 80, 1/2" ND, PE, ASTM A106 | PIPE, SEAMLESS | A1A2 | 1/2" | 1/2"-PRW-A2-205-N |  | TYPE=PIPE |  | PL |  |  |  |  | mm | 21.336 | 0.5 | 65231.9863 | 11323.783 | 134.668 |  | 80 | New |  |  | KG | [6 empty] | SHOP | RACK PRINCIPAL | 349512 | [8 empty] | TRUE | 6000
PIPE, SCH 80, PE, B36.1, A-106 GR.B | ASTM A106 |  |  |  | PIPE, SEAMLESS, 80, 1/2" ND, PE, ASTM A106 | PIPE, SEAMLESS | A1A2 | 1/2" | 1/2"-PRW-A2-205-N |  | TYPE=PIPE |  | PL |  |  |  |  | mm | 21.336 | 0.5 | 59213.2863 | 11323.783 | 134.668 |  | 80 | New |  |  | KG | [6 empty] | SHOP | RACK PRINCIPAL | 349513 | [8 empty] | TRUE | 5998.06
PIPE, SCH 80, PE, B36.1, A-106 GR.B | ASTM A106 |  |  |  | PIPE, SEAMLESS, 80, 1/2" ND, PE, ASTM A106 | PIPE, SEAMLESS | A1A2 | 1/2" | 1/2"-PRW-A2-205-N |  | TYPE=PIPE |  | PL |  |  |  |  | mm | 21.336 | 0.5 | 59193.5683 | 2293.218 | 134.668 |  | 80 | New |  |  | KG | [6 empty] | SHOP | RACK PRINCIPAL | 349514 | [8 empty] | TRUE | 5996.03
PIPE, SCH 80, PE, B36.1, A-106 GR.B | ASTM A106 |  |  |  | PIPE, SEAMLESS, 80, 1/2" ND, PE, ASTM A106 | PIPE, SEAMLESS | A1A2 | 1/2" | 1/2"-PRW-A2-205-N |  | TYPE=PIPE |  | PL |  |  |  |  | mm | 21.336 | 0.5 | 85976.497 | 17364.1411 | 134.668 |  | 80 | New |  |  | KG | [6 empty] | SHOP | RACK PRINCIPAL | 349515 | [8 empty] | TRUE | 6000
PIPE, SCH 80, PE, B36.1, A-106 GR.B | ASTM A106 |  |  |  | PIPE, SEAMLESS, 80, 1/2" ND, PE, ASTM A106 | PIPE, SEAMLESS | A1A2 | 1/2" | 1/2"-PRW-A2-205-N |  | TYPE=PIPE |  | PL |  |  |  |  | mm | 21.336 | 0.5 | 85976.497 | 11343.5011 | 134.668 |  | 80 | New |  |  | KG | [6 empty] | SHOP | RACK PRINCIPAL | 349516 | [8 empty] | TRUE | 6000
PIPE, SCH 80, PE, B36.1, A-106 GR.B | ASTM A106 |  |  |  | PIPE, SEAMLESS, 80, 1/2" ND, PE, ASTM A106 | PIPE, SEAMLESS | A1A2 | 1/2" | 1/2"-PRW-A2-205-N |  | TYPE=PIPE |  | PL |  |  |  |  | mm | 21.336 | 0.5 | 71252.6263 | 11323.783 | 134.668 |  | 80 | New |  |  | KG | [6 empty] | SHOP | RACK PRINCIPAL | 349517 | [8 empty] | TRUE | 6000
PIPE, SCH 80, PE, B36.1, A-106 GR.B | ASTM A106 |  |  |  | PIPE, SEAMLESS, 80, 1/2" ND, PE, ASTM A106 | PIPE, SEAMLESS | A1A2 | 1/2" | 1/2"-PRW-A2-205-N |  | TYPE=PIPE |  | PL |  |  |  |  | mm | 21.336 | 0.5 | 77273.2664 | 11323.783 | 134.668 |  | 80 | New |  |  | KG | [6 empty] | SHOP | RACK PRINCIPAL | 349518 | [8 empty] | TRUE | 6000
PIPE, SCH 80, PE, B36.1, A-106 GR.B | ASTM A106 |  |  |  | PIPE, SEAMLESS, 80, 1/2" ND, PE, ASTM A106 | PIPE, SEAMLESS | A1A2 | 1/2" | 1/2"-PRW-A2-205-N |  | TYPE=PIPE |  | PL |  |  |  |  | mm | 21.336 | 0.5 | 59193.5683 | 8309.888 | 134.668 |  | 80 | New |  |  | KG | [6 empty] | SHOP | RACK PRINCIPAL | 349519 | [8 empty] | TRUE | 2994.177
PIPE, SEAMLESS, PE, SCH 160, B36.10, A106 Gr. B | ASTM A106 Gr. B |  |  |  | 1/2"-1-1/2" | PIPE, SEAMLESS | B | 1" | 1"-DO-B-509-N |  | TYPE=PIPE |  | PL |  |  |  |  | mm | 33.401 | 1 | 59283.5683 | 8225.697 | 140.7005 |  | 10S | New |  | 4.24 | KG | [6 empty] | SHOP | RACK PRINCIPAL | 349520 | [7 empty] | 2985.734 | FALSE | 2985.734
PIPE, SCH 80, PE, B36.1, A-106 GR.B | ASTM A106 |  |  |  | PIPE, SEAMLESS, 80, 1/2" ND, PE, ASTM A106 | PIPE, SEAMLESS | A1A2 | 1/2" | 1/2"-PRW-A2-205-N |  | TYPE=PIPE |  | PL |  |  |  |  | mm | 21.336 | 0.5 | 83293.9064 | 11323.783 | 134.668 |  | 80 | New |  |  | KG | [6 empty] | SHOP | RACK PRINCIPAL | 349521 | [8 empty] | TRUE | 2662.8726
PIPE, SEAMLESS, PE, SCH 160, B36.10, A106 Gr. B | ASTM A106 Gr. B |  |  |  | 1/2"-1-1/2" | PIPE, SEAMLESS | B | 1 1/2" | 1 1/2"-LIH-B-421-N |  | TYPE=PIPE |  | PL |  |  |  |  | mm | 48.26 | 1.5 | 83190.8183 | 11421.783 | 148.13 |  | 10S | New |  | 7.25 | KG | [6 empty] | SHOP | RACK PRINCIPAL | 349522 | [7 empty] | 2655.9288 | FALSE | 2655.9288
PIPE, SEAMLESS, BE, SCH 80, B36.10, A106 Gr B | API 5L Gr. B |  |  |  | 3"-8" | PIPE, SEAMLESS | D | 4" | 4"-PG-D-314-N |  | TYPE=PIPE |  | PL |  |  |  |  | mm | 114.3 | 4 | 59629.5683 | 1953.0022 | 181.15 |  | STD | New |  | 22.32 | KG | [6 empty] | SHOP | RACK PRINCIPAL | 349523 | [8 empty] | FALSE | 8782.3809
PIPE, SEAMLESS, PE, SCH 160, B36.10, A106 Gr. B | ASTM A106 Gr. B |  |  |  | 1/2"-1-1/2" | PIPE, SEAMLESS | B | 1/2" | 1/2"-LIH-B-405-HT |  | TYPE=PIPE |  | PL |  |  |  |  | mm | 21.336 | 0.5 | 38035.0869 | 2181.6022 | 134.668 |  | 10S | New |  | 1.95 | KG | [6 empty] | SHOP | RACK PRINCIPAL | 349524 | [7 empty] | 6000 | FALSE | 6000
PIPE, SEAMLESS, PE, SCH 160, B36.10, A106 Gr. B | ASTM A106 Gr. B |  |  |  | 1/2"-1-1/2" | PIPE, SEAMLESS | B | 1/2" | 1/2"-LIH-B-405-HT |  | TYPE=PIPE |  | PL |  |  |  |  | mm | 21.336 | 0.5 | 32022.3869 | 2181.6022 | 134.668 |  | 10S | New |  | 1.95 | KG | [6 empty] | SHOP | RACK PRINCIPAL | 349525 | [7 empty] | 2200.065 | FALSE | 2200.065
PIPE, SEAMLESS, PE, SCH 160, B36.10, A106 Gr. B | ASTM A106 Gr. B |  |  |  | 1/2"-1-1/2" | PIPE, SEAMLESS | B | 1/2" | 1/2"-LIH-B-405-HT |  | TYPE=PIPE |  | PL |  |  |  |  | mm | 21.336 | 0.5 | 44047.7869 | 2181.6022 | 134.668 |  | 10S | New |  | 1.95 | KG | [6 empty] | SHOP | RACK PRINCIPAL | 349526 | [7 empty] | 6000 | FALSE | 6000
PIPE, SEAMLESS, PE, SCH 160, B36.10, A106 Gr. B | ASTM A106 Gr. B |  |  |  | 1/2"-1-1/2" | PIPE, SEAMLESS | B | 1/2" | 1/2"-LIH-B-405-HT |  | TYPE=PIPE |  | PL |  |  |  |  | mm | 21.336 | 0.5 | 29806.5739 | 2197.3502 | 134.668 |  | 10S | New |  | 1.95 | KG | [6 empty] | SHOP | RACK PRINCIPAL | 349527 | [7 empty] | 864.4903 | FALSE | 864.4903
PIPE, SEAMLESS, PE, SCH 160, B36.10, A106 Gr. B | ASTM A106 Gr. B |  |  |  | 1/2"-1-1/2" | PIPE, SEAMLESS | B | 3/4" | 3/4"-FG-B-303-N |  | TYPE=PIPE |  | PL |  |  |  |  | mm | 26.67 | 0.75 | 25908.8306 | 2102.6522 | 437.335 |  | 10S | New |  | 2.9 | KG | [6 empty] | SHOP | RACK PRINCIPAL | 349528 | [8 empty] | FALSE | 635.2076
PIPE, SEAMLESS, PE, SCH 160, B36.10, A106 Gr. B | ASTM A106 Gr. B |  |  |  | 1/2"-1-1/2" | PIPE, SEAMLESS | B | 1 1/2" | 1 1/2"-FG-B-320-N |  | TYPE=PIPE |  | PL |  |  |  |  | mm | 48.26 | 1.5 | 7733.9253 | 2083.6022 | 98.13 |  | 10S | New |  | 7.25 | KG | [6 empty] | SHOP | RACK PRINCIPAL | 349529 | [7 empty] | 6000 | FALSE | 6000
PIPE, SEAMLESS, PE, SCH 160, B36.10, A106 Gr. B | ASTM A106 Gr. B |  |  |  | 1/2"-1-1/2" | PIPE, SEAMLESS | B | 1 1/2" | 1 1/2"-FG-B-320-N |  | TYPE=PIPE |  | PL |  |  |  |  | mm | 48.26 | 1.5 | 1702.1753 | 2115.3522 | 98.13 |  | 10S | New |  | 7.25 | KG | [6 empty] | SHOP | RACK PRINCIPAL | 349530 | [7 empty] | 4808.9686 | FALSE | 4808.9686
PIPE, SEAMLESS, PE, SCH 160, B36.10, A106 Gr. B | ASTM A106 Gr. B |  |  |  | 1/2"-1-1/2" | PIPE, SEAMLESS | B | 1 1/2" | 1 1/2"-FG-B-320-N |  | TYPE=PIPE |  | PL |  |  |  |  | mm | 48.26 | 1.5 | 43829.1753 | 2083.6022 | 98.13 |  | 10S | New |  | 7.25 | KG | [6 empty] | SHOP | RACK PRINCIPAL | 349531 | [7 empty] | 6000 | FALSE | 6000
PIPE, SEAMLESS, PE, SCH 160, B36.10, A106 Gr. B | ASTM A106 Gr. B |  |  |  | 1/2"-1-1/2" | PIPE, SEAMLESS | B | 1 1/2" | 1 1/2"-FG-B-320-N |  | TYPE=PIPE |  | PL |  |  |  |  | mm | 48.26 | 1.5 | 23140.6646 | 2083.6022 | 98.13 |  | 10S | New |  | 7.25 | KG | [6 empty] | SHOP | RACK PRINCIPAL | 349532 | [7 empty] | 2736.4159 | FALSE | 2736.4159
PIPE, SEAMLESS, PE, SCH 160, B36.10, A106 Gr. B | ASTM A106 Gr. B |  |  |  | 1/2"-1-1/2" | PIPE, SEAMLESS | B | 1 1/2" | 1 1/2"-FG-B-320-N |  | TYPE=PIPE |  | PL |  |  |  |  | mm | 48.26 | 1.5 | 25940.5806 | 2083.6022 | 98.13 |  | 10S | New |  | 7.25 | KG | [6 empty] | SHOP | RACK PRINCIPAL | 349534 | [7 empty] | 3684.229 | FALSE | 3684.229
PIPE, SEAMLESS, PE, SCH 160, B36.10, A106 Gr. B | ASTM A106 Gr. B |  |  |  | 1/2"-1-1/2" | PIPE, SEAMLESS | B | 1 1/2" | 1 1/2"-FG-B-320-N |  | TYPE=PIPE |  | PL |  |  |  |  | mm | 48.26 | 1.5 | 49845.0503 | 2083.6022 | 98.13 |  | 10S | New |  | 7.25 | KG | [6 empty] | SHOP | RACK PRINCIPAL | 349535 | [7 empty] | 6000 | FALSE | 6000
PIPE, SEAMLESS, PE, SCH 160, B36.10, A106 Gr. B | ASTM A106 Gr. B |  |  |  | 1/2"-1-1/2" | PIPE, SEAMLESS | B | 1 1/2" | 1 1/2"-FG-B-320-N |  | TYPE=PIPE |  | PL |  |  |  |  | mm | 48.26 | 1.5 | 37813.3003 | 2083.6022 | 98.13 |  | 10S | New |  | 7.25 | KG | [6 empty] | SHOP | RACK PRINCIPAL | 349536 | [7 empty] | 6000 | FALSE | 6000
PIPE, SEAMLESS, PE, SCH 160, B36.10, A106 Gr. B | ASTM A106 Gr. B |  |  |  | 1/2"-1-1/2" | PIPE, SEAMLESS | B | 3/4" | 3/4"-FG-B-301-N |  | TYPE=PIPE |  | PL |  |  |  |  | mm | 26.67 | 0.75 | 23108.9146 | 2102.6522 | 437.335 |  | 10S | New |  | 2.9 | KG | [6 empty] | SHOP | RACK PRINCIPAL | 349539 | [8 empty] | FALSE | 635.2076
PIPE, SCH 80, PE, B36.1, A-106 GR.B | ASTM A106 |  |  |  | PIPE, SEAMLESS, 80, 1/2" ND, PE, ASTM A106 | PIPE, SEAMLESS | A1A2 | 1/2" | 1/2"-PRW-A2-205-N |  | TYPE=PIPE |  | PL |  |  |  |  | mm | 21.336 | 0.5 | 49261.9992 | 2277.47 | 154.386 |  | 80 | New |  |  | KG | [6 empty] | SHOP | RACK PRINCIPAL | 349540 | [8 empty] | TRUE | 176.312
PIPE, SEAMLESS, PE, SCH 160, B36.10, A106 Gr. B | ASTM A106 Gr. B |  |  |  | 1/2"-1-1/2" | PIPE, SEAMLESS | B | 1 1/2" | 1 1/2"-FG-B-309-N |  | TYPE=PIPE |  | PL |  |  |  |  | mm | 48.26 | 1.5 | 51100.1664 | 4251.1563 | 3450.7187 |  | 10S | New |  | 7.25 | KG | [6 empty] | SHOP | RACK PRINCIPAL | 349542 | [7 empty] | 2851.1682 | FALSE | 2851.1682
PIPE, SEAMLESS, PE, SCH 160, B36.10, A106 Gr. B | ASTM A106 Gr. B |  |  |  | 1/2"-1-1/2" | PIPE, SEAMLESS | B | 1 1/2" | 1 1/2"-FG-B-309-N |  | TYPE=PIPE |  | PL |  |  |  |  | mm | 48.26 | 1.5 | 51100.1664 | 4219.4063 | 567.8005 |  | 10S | New |  | 7.25 | KG | [6 empty] | SHOP | RACK PRINCIPAL | 349543 | [7 empty] | 2104.0541 | FALSE | 2104.0541
PIPE, SEAMLESS, PE, SCH 160, B36.10, A106 Gr. B | ASTM A106 Gr. B |  |  |  | 1/2"-1-1/2" | PIPE, SEAMLESS | B | 1" | 1"-PG-B-311-HT |  | TYPE=PIPE |  | PL |  |  |  |  | mm | 33.401 | 1 | 49447.9955 | 2955.9566 | 140.7005 |  | 10S | New |  | 4.24 | KG | [6 empty] | SHOP | RACK PRINCIPAL | 349544 | [7 empty] | 189.3355 | FALSE | 189.3355
PIPE, SEAMLESS, PE, SCH 160, B36.10, A106 Gr. B | ASTM A106 Gr. B |  |  |  | 1/2"-1-1/2" | PIPE, SEAMLESS | B | 1" | 1"-PG-B-311-HT |  | TYPE=PIPE |  | PL |  |  |  |  | mm | 33.401 | 1 | 48787.923 | 2281.6601 | 140.7005 |  | 10S | New |  | 4.24 | KG | [6 empty] | SHOP | RACK PRINCIPAL | 349545 | [7 empty] | 919.2595 | FALSE | 919.2595
PIPE, SEAMLESS, PE, SCH 160, B36.10, A106 Gr. B | ASTM A106 Gr. B |  |  |  | 1/2"-1-1/2" | PIPE, SEAMLESS | B | 1/2" | 2"-LIH-B-442-N |  | TYPE=PIPE |  | PL |  |  |  |  | mm | 21.336 | 0.5 | 55466.6045 | 7020.0005 | 18.2625 |  | 10S | New |  | 1.95 | KG | [6 empty] | SHOP | RACK PRINCIPAL | 349547 | [7 empty] | 75 | FALSE | 75
PIPE, SEAMLESS, PE, SCH 160, B36.10, A106 Gr. B | ASTM A106 Gr. B |  |  |  | 1/2"-1-1/2" | PIPE, SEAMLESS | B | 1 1/2" | 1 1/2"-LIH-B-418-N |  | TYPE=PIPE |  | PL |  |  |  |  | mm | 48.26 | 1.5 | 56978.5315 | 6020.0005 | 64.3 |  | 10S | New |  | 7.25 | KG | [6 empty] | SHOP | RACK PRINCIPAL | 349548 | [7 empty] | 100 | FALSE | 100
PIPE, SEAMLESS, PE, SCH 160, B36.10, A106 Gr. B | ASTM A106 Gr. B |  |  |  | 1/2"-1-1/2" | PIPE, SEAMLESS | B | 1 1/2" | 1 1/2"-LIH-B-416-N |  | TYPE=PIPE |  | PL |  |  |  |  | mm | 48.26 | 1.5 | 56569.8705 | 7020.0005 | 64.3 |  | 10S | New |  | 7.25 | KG | [6 empty] | SHOP | RACK PRINCIPAL | 349549 | [7 empty] | 100 | FALSE | 100
PIPE, SEAMLESS, PE, SCH 160, B36.10, A106 Gr. B | ASTM A106 Gr. B |  |  |  | 1/2"-1-1/2" | PIPE, SEAMLESS | B | 1" | 1"-LIH-B-444-N |  | TYPE=PIPE |  | PL |  |  |  |  | mm | 33.401 | 1 | 55692.4139 | 7020.0005 | 430.5372 |  | 10S | New |  | 4.24 | KG | [6 empty] | SHOP | RACK PRINCIPAL | 349550 | [7 empty] | 530.4554 | FALSE | 530.4554
PIPE, SEAMLESS, PE, SCH 160, B36.10, A106 Gr. B | ASTM A106 Gr. B |  |  |  | 1/2"-1-1/2" | PIPE, SEAMLESS | B | 1/2" | 1"-LIH-B-446-N |  | TYPE=PIPE |  | PL |  |  |  |  | mm | 21.336 | 0.5 | 56358.8725 | 6020.0005 | 430.5372 |  | 10S | New |  | 1.95 | KG | [6 empty] | SHOP | RACK PRINCIPAL | 349551 | [7 empty] | 116.9532 | FALSE | 116.9532
PIPE, SEAMLESS, BE, SCH 40, B36.10, A106 Gr. B | API 5L Gr. B |  |  |  | 2"-24" | PIPE, SEAMLESS | B | 2" | 2"-LIH-B-417-N |  | TYPE=PIPE |  | PL |  |  |  |  | mm | 60.325 | 2 | 55286.4489 | 6020.0005 | 64.3 |  | STD | New |  | 5.44 | KG | [6 empty] | SHOP | RACK PRINCIPAL | 349552 | [7 empty] | 325.8648 | FALSE | 325.8648
PIPE, SEAMLESS, PE, SCH 160, B36.10, A106 Gr. B | ASTM A106 Gr. B |  |  |  | 1/2"-1-1/2" | PIPE, SEAMLESS | B | 1/2" | 1 1/2"-LIH-B-416-N |  | TYPE=PIPE |  | PL |  |  |  |  | mm | 21.336 | 0.5 | 56538.1205 | 7051.7505 | 64.3 |  | 10S | New |  | 1.95 | KG | [6 empty] | SHOP | RACK PRINCIPAL | 349553 | [7 empty] | 75 | FALSE | 75
PIPE, SEAMLESS, PE, SCH 160, B36.10, A106 Gr. B | ASTM A106 Gr. B |  |  |  | 1/2"-1-1/2" | PIPE, SEAMLESS | B | 1 1/2" | 2"-LIH-B-417-N |  | TYPE=PIPE |  | PL |  |  |  |  | mm | 48.26 | 1.5 | 55826.5419 | 6020.0005 | 64.3 |  | 10S | New |  | 7.25 | KG | [6 empty] | SHOP | RACK PRINCIPAL | 349554 | [7 empty] | 100 | FALSE | 100
PIPE, SEAMLESS, PE, SCH 160, B36.10, A106 Gr. B | ASTM A106 Gr. B |  |  |  | 1/2"-1-1/2" | PIPE, SEAMLESS | B | 1 1/2" | 2"-LIH-B-442-N |  | TYPE=PIPE |  | PL |  |  |  |  | mm | 48.26 | 1.5 | 55826.5419 | 7020.0005 | 64.3 |  | 10S | New |  | 7.25 | KG | [6 empty] | SHOP | RACK PRINCIPAL | 349555 | [7 empty] | 100 | FALSE | 100
PIPE, SEAMLESS, PE, SCH 160, B36.10, A106 Gr. B | ASTM A106 Gr. B |  |  |  | 1/2"-1-1/2" | PIPE, SEAMLESS | B | 1 1/2" | 1 1/2"-LIH-B-416-N |  | TYPE=PIPE |  | PL |  |  |  |  | mm | 48.26 | 1.5 | 56242.8705 | 7020.0005 | 64.3 |  | 10S | New |  | 7.25 | KG | [6 empty] | SHOP | RACK PRINCIPAL | 349556 | [7 empty] | 100 | FALSE | 100
PIPE, SEAMLESS, PE, SCH 160, B36.10, A106 Gr. B | ASTM A106 Gr. B |  |  |  | 1/2"-1-1/2" | PIPE, SEAMLESS | B | 1 1/2" | 2"-LIH-B-442-N |  | TYPE=PIPE |  | PL |  |  |  |  | mm | 48.26 | 1.5 | 55688.313 | 7020.0005 | 64.3 |  | 10S | New |  | 7.25 | KG | [6 empty] | SHOP | RACK PRINCIPAL | 349557 | [7 empty] | 99.9003 | FALSE | 99.9003
PIPE, SEAMLESS, PE, SCH 160, B36.10, A106 Gr. B | ASTM A106 Gr. B |  |  |  | 1/2"-1-1/2" | PIPE, SEAMLESS | B | 1" | 1"-LIH-B-446-N |  | TYPE=PIPE |  | PL |  |  |  |  | mm | 33.401 | 1 | 55692.4139 | 6020.0005 | 430.5372 |  | 10S | New |  | 4.24 | KG | [6 empty] | SHOP | RACK PRINCIPAL | 349558 | [7 empty] | 530.4554 | FALSE | 530.4554
PIPE, SEAMLESS, PE, SCH 160, B36.10, A106 Gr. B | ASTM A106 Gr. B |  |  |  | 1/2"-1-1/2" | PIPE, SEAMLESS | B | 1/2" | 1"-LIH-B-444-N |  | TYPE=PIPE |  | PL |  |  |  |  | mm | 21.336 | 0.5 | 56358.8725 | 7020.0005 | 430.5372 |  | 10S | New |  | 1.95 | KG | [6 empty] | SHOP | RACK PRINCIPAL | 349560 | [7 empty] | 116.9532 | FALSE | 116.9532
PIPE, SEAMLESS, PE, SCH 160, B36.10, A106 Gr. B | ASTM A106 Gr. B |  |  |  | 1/2"-1-1/2" | PIPE, SEAMLESS | B | 1" | 1"-LIH-B-446-N |  | TYPE=PIPE |  | PL |  |  |  |  | mm | 33.401 | 1 | 55534.5653 | 6020.0005 | 430.5372 |  | 10S | New |  | 4.24 | KG | [6 empty] | SHOP | RACK PRINCIPAL | 349562 | [7 empty] | 127.648 | FALSE | 127.648
PIPE, SEAMLESS, PE, SCH 160, B36.10, A106 Gr. B | ASTM A106 Gr. B |  |  |  | 1/2"-1-1/2" | PIPE, SEAMLESS | B | 1 1/2" | 1 1/2"-LIH-B-418-N |  | TYPE=PIPE |  | PL |  |  |  |  | mm | 48.26 | 1.5 | 56569.8705 | 6020.0005 | 64.3 |  | 10S | New |  | 7.25 | KG | [6 empty] | SHOP | RACK PRINCIPAL | 349563 | [7 empty] | 100 | FALSE | 100
PIPE, SEAMLESS, PE, SCH 160, B36.10, A106 Gr. B | ASTM A106 Gr. B |  |  |  | 1/2"-1-1/2" | PIPE, SEAMLESS | B | 1 1/2" | 1 1/2"-LIH-B-416-N |  | TYPE=PIPE |  | PL |  |  |  |  | mm | 48.26 | 1.5 | 56406.3705 | 7020.0005 | 64.3 |  | 10S | New |  | 7.25 | KG | [6 empty] | SHOP | RACK PRINCIPAL | 349564 | [7 empty] | 100 | FALSE | 100
PIPE, SEAMLESS, PE, SCH 160, B36.10, A106 Gr. B | ASTM A106 Gr. B |  |  |  | 1/2"-1-1/2" | PIPE, SEAMLESS | B | 1" | 1"-LIH-B-444-N |  | TYPE=PIPE |  | PL |  |  |  |  | mm | 33.401 | 1 | 55512.2133 | 7020.0005 | 408.1852 |  | 10S | New |  | 4.24 | KG | [6 empty] | SHOP | RACK PRINCIPAL | 349565 | [7 empty] | 293.0852 | FALSE | 293.0852
PIPE, SEAMLESS, PE, SCH 160, B36.10, A106 Gr. B | ASTM A106 Gr. B |  |  |  | 1/2"-1-1/2" | PIPE, SEAMLESS | B | 1/2" | 2"-LIH-B-417-N |  | TYPE=PIPE |  | PL |  |  |  |  | mm | 21.336 | 0.5 | 55466.6045 | 6020.0005 | 18.2625 |  | 10S | New |  | 1.95 | KG | [6 empty] | SHOP | RACK PRINCIPAL | 349566 | [7 empty] | 75 | FALSE | 75
PIPE, SEAMLESS, PE, SCH 160, B36.10, A106 Gr. B | ASTM A106 Gr. B |  |  |  | 1/2"-1-1/2" | PIPE, SEAMLESS | B | 1 1/2" | 1 1/2"-LIH-B-416-N |  | TYPE=PIPE |  | PL |  |  |  |  | mm | 48.26 | 1.5 | 56978.5315 | 7020.0005 | 64.3 |  | 10S | New |  | 7.25 | KG | [6 empty] | SHOP | RACK PRINCIPAL | 349567 | [7 empty] | 100 | FALSE | 100
PIPE, SEAMLESS, PE, SCH 160, B36.10, A106 Gr. B | ASTM A106 Gr. B |  |  |  | 1/2"-1-1/2" | PIPE, SEAMLESS | B | 1 1/2" | 1 1/2"-LIH-B-418-N |  | TYPE=PIPE |  | PL |  |  |  |  | mm | 48.26 | 1.5 | 56104.5419 | 6020.0005 | 64.3 |  | 10S | New |  | 7.25 | KG | [6 empty] | SHOP | RACK PRINCIPAL | 349568 | [7 empty] | 100 | FALSE | 100
PIPE, SEAMLESS, PE, SCH 160, B36.10, A106 Gr. B | ASTM A106 Gr. B |  |  |  | 1/2"-1-1/2" | PIPE, SEAMLESS | B | 1 1/2" | 1 1/2"-LIH-B-416-N |  | TYPE=PIPE |  | PL |  |  |  |  | mm | 48.26 | 1.5 | 56104.5419 | 7020.0005 | 64.3 |  | 10S | New |  | 7.25 | KG | [6 empty] | SHOP | RACK PRINCIPAL | 349570 | [7 empty] | 100 | FALSE | 100
PIPE, SEAMLESS, BE, SCH 40, B36.10, A106 Gr. B | API 5L Gr. B |  |  |  | 2"-24" | PIPE, SEAMLESS | B | 2" | 2"-LIH-B-414-N |  | TYPE=PIPE |  | PL |  |  |  |  | mm | 60.325 | 2 | 54913.3483 | 6083.5005 | 64.3 |  | STD | New |  | 5.44 | KG | [6 empty] | SHOP | RACK PRINCIPAL | 349571 | [7 empty] | 873 | FALSE | 873
PIPE, SEAMLESS, BE, SCH 40, B36.10, A106 Gr. B | API 5L Gr. B |  |  |  | 2"-24" | PIPE, SEAMLESS | B | 2" | 2"-LIH-B-442-N |  | TYPE=PIPE |  | PL |  |  |  |  | mm | 60.325 | 2 | 55286.4489 | 7020.0005 | 64.3 |  | STD | New |  | 5.44 | KG | [6 empty] | SHOP | RACK PRINCIPAL | 349572 | [7 empty] | 325.8648 | FALSE | 325.8648
PIPE, SEAMLESS, PE, SCH 160, B36.10, A106 Gr. B | ASTM A106 Gr. B |  |  |  | 1/2"-1-1/2" | PIPE, SEAMLESS | B | 1 1/2" | 2"-LIH-B-417-N |  | TYPE=PIPE |  | PL |  |  |  |  | mm | 48.26 | 1.5 | 55688.313 | 6020.0005 | 64.3 |  | 10S | New |  | 7.25 | KG | [6 empty] | SHOP | RACK PRINCIPAL | 349573 | [7 empty] | 99.9003 | FALSE | 99.9003
PIPE, SEAMLESS, PE, SCH 160, B36.10, A106 Gr. B | ASTM A106 Gr. B |  |  |  | 1/2"-1-1/2" | PIPE, SEAMLESS | B | 1 1/2" | 1 1/2"-LIH-B-416-N |  | TYPE=PIPE |  | PL |  |  |  |  | mm | 48.26 | 1.5 | 56733.3705 | 7020.0005 | 64.3 |  | 10S | New |  | 7.25 | KG | [6 empty] | SHOP | RACK PRINCIPAL | 349574 | [7 empty] | 100 | FALSE | 100
PIPE, SEAMLESS, PE, SCH 160, B36.10, A106 Gr. B | ASTM A106 Gr. B |  |  |  | 1/2"-1-1/2" | PIPE, SEAMLESS | B | 1 1/2" | 1 1/2"-LIH-B-418-N |  | TYPE=PIPE |  | PL |  |  |  |  | mm | 48.26 | 1.5 | 56242.8705 | 6020.0005 | 64.3 |  | 10S | New |  | 7.25 | KG | [6 empty] | SHOP | RACK PRINCIPAL | 349575 | [7 empty] | 100 | FALSE | 100
PIPE, SEAMLESS, PE, SCH 160, B36.10, A106 Gr. B | ASTM A106 Gr. B |  |  |  | 1/2"-1-1/2" | PIPE, SEAMLESS | B | 1 1/2" | 1 1/2"-LIH-B-418-N |  | TYPE=PIPE |  | PL |  |  |  |  | mm | 48.26 | 1.5 | 56406.3705 | 6020.0005 | 64.3 |  | 10S | New |  | 7.25 | KG | [6 empty] | SHOP | RACK PRINCIPAL | 349576 | [7 empty] | 100 | FALSE | 100
PIPE, SEAMLESS, PE, SCH 160, B36.10, A106 Gr. B | ASTM A106 Gr. B |  |  |  | 1/2"-1-1/2" | PIPE, SEAMLESS | B | 1/2" | 1 1/2"-LIH-B-418-N |  | TYPE=PIPE |  | PL |  |  |  |  | mm | 21.336 | 0.5 | 56538.1205 | 6051.7505 | 64.3 |  | 10S | New |  | 1.95 | KG | [6 empty] | SHOP | RACK PRINCIPAL | 349577 | [7 empty] | 75 | FALSE | 75
PIPE, SEAMLESS, PE, SCH 160, B36.10, A106 Gr. B | ASTM A106 Gr. B |  |  |  | 1/2"-1-1/2" | PIPE, SEAMLESS | B | 1 1/2" | 1 1/2"-LIH-B-418-N |  | TYPE=PIPE |  | PL |  |  |  |  | mm | 48.26 | 1.5 | 56733.3705 | 6020.0005 | 64.3 |  | 10S | New |  | 7.25 | KG | [6 empty] | SHOP | RACK PRINCIPAL | 349578 | [7 empty] | 100 | FALSE | 100
PIPE, SEAMLESS, PE, SCH 160, B36.10, A106 Gr. B | ASTM A106 Gr. B |  |  |  | 1/2"-1-1/2" | PIPE, SEAMLESS | B | 1/2" | 1"-LIH-B-444-N |  | TYPE=PIPE |  | PL |  |  |  |  | mm | 21.336 | 0.5 | 56374.6205 | 7020.0005 | 96.05 |  | 10S | New |  | 1.95 | KG | [6 empty] | SHOP | RACK PRINCIPAL | 349580 | [7 empty] | 318.7392 | FALSE | 318.7392
PIPE, SEAMLESS, PE, SCH 160, B36.10, A106 Gr. B | ASTM A106 Gr. B |  |  |  | 1/2"-1-1/2" | PIPE, SEAMLESS | B | 1" | 1"-LIH-B-444-N |  | TYPE=PIPE |  | PL |  |  |  |  | mm | 33.401 | 1 | 55534.5653 | 7020.0005 | 430.5372 |  | 10S | New |  | 4.24 | KG | [6 empty] | SHOP | RACK PRINCIPAL | 349581 | [7 empty] | 127.648 | FALSE | 127.648
PIPE, SEAMLESS, PE, SCH 160, B36.10, A106 Gr. B | ASTM A106 Gr. B |  |  |  | 1/2"-1-1/2" | PIPE, SEAMLESS | B | 1" | 1"-LIH-B-446-N |  | TYPE=PIPE |  | PL |  |  |  |  | mm | 33.401 | 1 | 55512.2133 | 6020.0005 | 408.1852 |  | 10S | New |  | 4.24 | KG | [6 empty] | SHOP | RACK PRINCIPAL | 349582 | [7 empty] | 293.0852 | FALSE | 293.0852
PIPE, SEAMLESS, PE, SCH 160, B36.10, A106 Gr. B | ASTM A106 Gr. B |  |  |  | 1/2"-1-1/2" | PIPE, SEAMLESS | B | 1/2" | 1"-LIH-B-446-N |  | TYPE=PIPE |  | PL |  |  |  |  | mm | 21.336 | 0.5 | 56374.6205 | 6020.0005 | 96.05 |  | 10S | New |  | 1.95 | KG | [6 empty] | SHOP | RACK PRINCIPAL | 349583 | [7 empty] | 318.7392 | FALSE | 318.7392
PIPE, SEAMLESS, PE, SCH 160, B36.10, A106 Gr. B | ASTM A106 Gr. B |  |  |  | 1/2"-1-1/2" | PIPE, SEAMLESS | B | 1 1/2" | 1 1/2"-FG-B-321-N |  | TYPE=PIPE |  | PL |  |  |  |  | mm | 48.26 | 1.5 | 2746.2207 | 6956.0707 | 98.13 |  | 10S | New |  | 7.25 | KG | [6 empty] | SHOP | RACK PRINCIPAL | 349584 | [7 empty] | 1012.2954 | FALSE | 1012.2954
PIPE, SEAMLESS, PE, SCH 160, B36.10, A106 Gr. B | ASTM A106 Gr. B |  |  |  | 1/2"-1-1/2" | PIPE, SEAMLESS | B | 1 1/2" | 1 1/2"-FG-B-320-N |  | TYPE=PIPE |  | PL |  |  |  |  | mm | 48.26 | 1.5 | 29688.3095 | 2083.6022 | 98.13 |  | 10S | New |  | 7.25 | KG | [6 empty] | SHOP | RACK PRINCIPAL | 349585 | [7 empty] | 2109.1158 | FALSE | 2109.1158
PIPE, SEAMLESS, PE, SCH 160, B36.10, A106 Gr. B | ASTM A106 Gr. B |  |  |  | 1/2"-1-1/2" | PIPE, SEAMLESS | B | 1 1/2" | 1 1/2"-FG-B-320-N |  | TYPE=PIPE |  | PL |  |  |  |  | mm | 48.26 | 1.5 | 1702.1753 | 6987.8207 | 98.13 |  | 10S | New |  | 7.25 | KG | [6 empty] | SHOP | RACK PRINCIPAL | 349586 | [7 empty] | 100 | FALSE | 100
PIPE, SEAMLESS, PE, SCH 160, B36.10, A106 Gr. B | ASTM A106 Gr. B |  |  |  | 1/2"-1-1/2" | PIPE, SEAMLESS | B | 1/2" | 1/2"-FG-B-310-M |  | TYPE=PIPE |  | PL |  |  |  |  | mm | 21.336 | 0.5 | 29656.5595 | 2083.6022 | 342.9519 |  | 10S | New |  | 1.95 | KG | [6 empty] | SHOP | RACK PRINCIPAL | 349587 | [7 empty] | 213.0719 | FALSE | 213.0719
PIPE, SEAMLESS, PE, SCH 160, B36.10, A106 Gr. B | ASTM A106 Gr. B |  |  |  | 1/2"-1-1/2" | PIPE, SEAMLESS | B | 1/2" | 1/2"-FG-B-310-M |  | TYPE=PIPE |  | PL |  |  |  |  | mm | 21.336 | 0.5 | 29656.5595 | 2099.3502 | 358.6999 |  | 10S | New |  | 1.95 | KG | [6 empty] | SHOP | RACK PRINCIPAL | 349588 | [8 empty] | FALSE | 576.0148
PIPE, SEAMLESS, PE, SCH 160, B36.10, A106 Gr. B | ASTM A106 Gr. B |  |  |  | 1/2"-1-1/2" | PIPE, SEAMLESS | B | 1" | 1"-DO-B-509-N |  | TYPE=PIPE |  | PL |  |  |  |  | mm | 33.401 | 1 | 83722.672 | 36354.2705 | 140.7005 |  | 10S | New |  | 4.24 | KG | [6 empty] | SHOP | RACK PRINCIPAL | 349590 | [7 empty] | 2114.4095 | FALSE | 2114.4095
PIPE, SCH 80, PE, B36.1, A-106 GR.B | ASTM A106 |  |  |  | PIPE, SEAMLESS, 80, 1/2" ND, PE, ASTM A106 | PIPE, SEAMLESS | A1A2 | 1/2" | 1/2"-PRW-A2-205-N |  | TYPE=PIPE |  | PL |  |  |  |  | mm | 21.336 | 0.5 | 83632.672 | 36261.6365 | 134.668 |  | 80 | New |  |  | KG | [6 empty] | SHOP | RACK PRINCIPAL | 349591 | [7 empty] | 2530.7673 | TRUE | 2530.7673
PIPE, SEAMLESS, PE, SCH 160, B36.10, A106 Gr. B | ASTM A106 Gr. B |  |  |  | 1/2"-1-1/2" | PIPE, SEAMLESS | B | 1" | 1"-DO-B-509-N |  | TYPE=PIPE |  | PL |  |  |  |  | mm | 33.401 | 1 | 86066.497 | 23287.885 | 140.7005 |  | 10S | New |  | 4.24 | KG | [6 empty] | SHOP | RACK PRINCIPAL | 349592 | [7 empty] | 6000 | FALSE | 6000
PIPE, SCH 80, PE, B36.1, A-106 GR.B | ASTM A106 |  |  |  | PIPE, SEAMLESS, 80, 1/2" ND, PE, ASTM A106 | PIPE, SEAMLESS | A1A2 | 1/2" | 1/2"-PRW-A2-205-N |  | TYPE=PIPE |  | PL |  |  |  |  | mm | 21.336 | 0.5 | 85976.497 | 23384.7811 | 134.668 |  | 80 | New |  |  | KG | [6 empty] | SHOP | RACK PRINCIPAL | 349594 | [8 empty] | TRUE | 6000
PIPE, SCH 80, PE, B36.1, A-106 GR.B | ASTM A106 |  |  |  | PIPE, SEAMLESS, 80, 1/2" ND, PE, ASTM A106 | PIPE, SEAMLESS | A1A2 | 1/2" | 1/2"-PRW-A2-205-N |  | TYPE=PIPE |  | PL |  |  |  |  | mm | 21.336 | 0.5 | 85962.5543 | 36241.9185 | 148.6107 |  | 80 | New |  |  | KG | [6 empty] | SHOP | RACK PRINCIPAL | 349599 | [7 empty] | 500.1823 | TRUE | 500.1823
PIPE, SCH 80, PE, B36.1, A-106 GR.B | ASTM A106 |  |  |  | PIPE, SEAMLESS, 80, 1/2" ND, PE, ASTM A106 | PIPE, SEAMLESS | A1A2 | 1/2" | 1/2"-PRW-A2-205-N |  | TYPE=PIPE |  | PL |  |  |  |  | mm | 21.336 | 0.5 | 83646.6148 | 36241.9185 | 148.6107 |  | 80 | New |  |  | KG | [6 empty] | SHOP | RACK PRINCIPAL | 349601 | [7 empty] | 500.1823 | TRUE | 500.1823
PIPE, SEAMLESS, PE, SCH 160, B36.10, A106 Gr. B | ASTM A106 Gr. B |  |  |  | 1/2"-1-1/2" | PIPE, SEAMLESS | B | 1 1/2" | 1 1/2"-LIH-B-421-N |  | TYPE=PIPE |  | PL |  |  |  |  | mm | 48.26 | 1.5 | 85856.0464 | 36143.9185 | 170.5806 |  | 10S | New |  | 7.25 | KG | [6 empty] | SHOP | RACK PRINCIPAL | 349602 | [7 empty] | 479.4203 | FALSE | 479.4203
PIPE, SEAMLESS, PE, SCH 160, B36.10, A106 Gr. B | ASTM A106 Gr. B |  |  |  | 1/2"-1-1/2" | PIPE, SEAMLESS | B | 1" | 1"-DO-B-509-N |  | TYPE=PIPE |  | PL |  |  |  |  | mm | 33.401 | 1 | 83738.4773 | 36331.9185 | 156.5058 |  | 10S | New |  | 4.24 | KG | [6 empty] | SHOP | RACK PRINCIPAL | 349603 | [7 empty] | 495.1683 | FALSE | 495.1683
PIPE, SEAMLESS, PE, SCH 160, B36.10, A106 Gr. B | ASTM A106 Gr. B |  |  |  | 1/2"-1-1/2" | PIPE, SEAMLESS | B | 1" | 1"-DO-B-509-N |  | TYPE=PIPE |  | PL |  |  |  |  | mm | 33.401 | 1 | 83369.4203 | 11233.783 | 140.7005 |  | 10S | New |  | 4.24 | KG | [6 empty] | SHOP | RACK PRINCIPAL | 349604 | [7 empty] | 2674.7248 | FALSE | 2674.7248
PIPE, SEAMLESS, PE, SCH 160, B36.10, A106 Gr. B | ASTM A106 Gr. B |  |  |  | 1/2"-1-1/2" | PIPE, SEAMLESS | B | 1" | 1"-DO-B-509-N |  | TYPE=PIPE |  | PL |  |  |  |  | mm | 33.401 | 1 | 86050.6918 | 36331.9185 | 156.5058 |  | 10S | New |  | 4.24 | KG | [6 empty] | SHOP | RACK PRINCIPAL | 349605 | [7 empty] | 495.1683 | FALSE | 495.1683
PIPE, SEAMLESS, BE, SCH 40, B36.10, A106 Gr. B | API 5L Gr. B |  |  |  | 2"-24" | PIPE, SEAMLESS | B | 3" | 3"-LIH-B-426-N |  | TYPE=PIPE |  | PL |  |  |  |  | mm | 88.9 | 3 | 83390.672 | 56115.964 | 592.6792 |  | STD | New |  | 11.29 | KG | [6 empty] | SHOP | RACK PRINCIPAL | 349606 | [7 empty] | 549.1509 | FALSE | 549.1509
PIPE, SEAMLESS, BE, SCH 40, B36.10, A106 Gr. B | API 5L Gr. B |  |  |  | 2"-24" | PIPE, SEAMLESS | B | 3" | 3"-LIH-B-439-N |  | TYPE=PIPE |  | PL |  |  |  |  | mm | 88.9 | 3 | 82160.6817 | 60838.388 | 178.6 |  | STD | New |  | 11.29 | KG | [6 empty] | SHOP | RACK PRINCIPAL | 349608 | [7 empty] | 200 | FALSE | 200
PIPE, SEAMLESS, PE, SCH 160, B36.10, A106 Gr. B | ASTM A106 Gr. B |  |  |  | 1/2"-1-1/2" | PIPE, SEAMLESS | B | 1" | 1"-LIH-B-447-N |  | TYPE=PIPE |  | PL |  |  |  |  | mm | 33.401 | 1 | 81000.8814 | 57248.2009 | 150.8505 |  | 10S | New |  | 4.24 | KG | [6 empty] | SHOP | RACK PRINCIPAL | 349609 | [7 empty] | 2511.4386 | FALSE | 2511.4386
PIPE, SEAMLESS, PE, SCH 160, B36.10, A106 Gr. B | ASTM A106 Gr. B |  |  |  | 1/2"-1-1/2" | PIPE, SEAMLESS | B | 1" | 1"-LIH-B-447-N |  | TYPE=PIPE |  | PL |  |  |  |  | mm | 33.401 | 1 | 83534.672 | 55707.1454 | 148.13 |  | 10S | New |  | 4.24 | KG | [6 empty] | SHOP | RACK PRINCIPAL | 349610 | [7 empty] | 964.1444 | FALSE | 964.1444
PIPE, SEAMLESS, PE, SCH 160, B36.10, A106 Gr. B | ASTM A106 Gr. B |  |  |  | 1/2"-1-1/2" | PIPE, SEAMLESS | B | 1" | 1"-LIH-B-447-N |  | TYPE=PIPE |  | PL |  |  |  |  | mm | 33.401 | 1 | 80978.5294 | 57270.5529 | 150.8505 |  | 10S | New |  | 4.24 | KG | [6 empty] | SHOP | RACK PRINCIPAL | 349611 | [7 empty] | 1703.2 | FALSE | 1703.2
PIPE, SEAMLESS, PE, SCH 160, B36.10, A106 Gr. B | ASTM A106 Gr. B |  |  |  | 1/2"-1-1/2" | PIPE, SEAMLESS | B | 1" | 1"-LIH-B-447-N |  | TYPE=PIPE |  | PL |  |  |  |  | mm | 33.401 | 1 | 80978.5294 | 59588.8609 | 150.8505 |  | 10S | New |  | 4.24 | KG | [6 empty] | SHOP | RACK PRINCIPAL | 349612 | [7 empty] | 326.1329 | FALSE | 326.1329
PIPE, SEAMLESS, PE, SCH 160, B36.10, A106 Gr. B | ASTM A106 Gr. B |  |  |  | 1/2"-1-1/2" | PIPE, SEAMLESS | B | 1 1/2" | 1 1/2"-LIH-B-421-N |  | TYPE=PIPE |  | PL |  |  |  |  | mm | 48.26 | 1.5 | 49383.7417 | 2375.47 | 148.13 |  | 10S | New |  | 7.25 | KG | [6 empty] | SHOP | RACK PRINCIPAL | 349613 | [7 empty] | 6000.2416 | FALSE | 6000.2416
PIPE, SEAMLESS, BE, SCH 80, B36.10, A106 Gr B | API 5L Gr. B |  |  |  | 3"-8" | PIPE, SEAMLESS | D | 4" | 4"-MUL-D-012-N |  | TYPE=PIPE |  | PL |  |  |  |  | mm | 114.3 | 4 | 49054.1193 | 1800.6022 | 181.15 |  | STD | New |  | 22.32 | KG | [6 empty] | SHOP | RACK PRINCIPAL | 349614 | [7 empty] | 26920.6416 | FALSE | 26920.6416
PIPE, SEAMLESS, PE, SCH 160, B36.10, A106 Gr. B | ASTM A106 Gr. B |  |  |  | 1/2"-1-1/2" | PIPE, SEAMLESS | B | 1/2" | 1/2"-LIH-B-405-HT |  | TYPE=PIPE |  | PL |  |  |  |  | mm | 21.336 | 0.5 | 44060.4869 | 2181.6022 | 134.668 |  | 10S | New |  | 1.95 | KG | [6 empty] | SHOP | RACK PRINCIPAL | 349615 | [7 empty] | 5000 | FALSE | 5000
PIPE, SEAMLESS, PE, SCH 160, B36.10, A106 Gr. B | ASTM A106 Gr. B |  |  |  | 1/2"-1-1/2" | PIPE, SEAMLESS | B | 1" | 1"-PG-B-311-HT |  | TYPE=PIPE |  | PL |  |  |  |  | mm | 33.401 | 1 | 48763.6411 | 2271.6022 | 140.7005 |  | 10S | New |  | 4.24 | KG | [6 empty] | SHOP | RACK PRINCIPAL | 349617 | [7 empty] | 4557.969 | FALSE | 4557.969
PIPE, SCH 80, PE, B36.1, A-106 GR.B | ASTM A106 |  |  |  | PIPE, SEAMLESS, 80, 1/2" ND, PE, ASTM A106 | PIPE, SEAMLESS | A1A2 | 1/2" | 1/2"-PRW-A2-205-N |  | TYPE=PIPE |  | PL |  |  |  |  | mm | 21.336 | 0.5 | 55302.5991 | 2277.47 | 134.668 |  | 80 | New |  |  | KG | [6 empty] | SHOP | RACK PRINCIPAL | 349618 | [8 empty] | TRUE | 3875.2211
PIPE, SEAMLESS, PE, SCH 160, B36.10, A106 Gr. B | ASTM A106 Gr. B |  |  |  | 1/2"-1-1/2" | PIPE, SEAMLESS | B | 1 1/2" | 1 1/2"-LIH-B-421-N |  | TYPE=PIPE |  | PL |  |  |  |  | mm | 48.26 | 1.5 | 55399.8583 | 2375.47 | 148.13 |  | 10S | New |  | 7.25 | KG | [6 empty] | SHOP | RACK PRINCIPAL | 349619 | [7 empty] | 3663.96 | FALSE | 3663.96
PIPE, SCH 80, PE, B36.1, A-106 GR.B | ASTM A106 |  |  |  | PIPE, SEAMLESS, 80, 1/2" ND, PE, ASTM A106 | PIPE, SEAMLESS | A1A2 | 1/2" | 1/2"-PRW-A2-205-N |  | TYPE=PIPE |  | PL |  |  |  |  | mm | 21.336 | 0.5 | 49281.9591 | 2277.47 | 134.668 |  | 80 | New |  |  | KG | [6 empty] | SHOP | RACK PRINCIPAL | 349620 | [8 empty] | TRUE | 6000
PIPE, SEAMLESS, PE, SCH 160, B36.10, A106 Gr. B | ASTM A106 Gr. B |  |  |  | 1/2"-1-1/2" | PIPE, SEAMLESS | B | 1" | 1"-DO-B-509-N |  | TYPE=PIPE |  | PL |  |  |  |  | mm | 33.401 | 1 | 55210.4681 | 2187.47 | 140.7005 |  | 10S | New |  | 4.24 | KG | [6 empty] | SHOP | RACK PRINCIPAL | 349621 | [7 empty] | 4050.7482 | FALSE | 4050.7482
PIPE, SEAMLESS, PE, SCH 160, B36.10, A106 Gr. B | ASTM A106 Gr. B |  |  |  | 1/2"-1-1/2" | PIPE, SEAMLESS | B | 1" | 1"-DO-B-509-N |  | TYPE=PIPE |  | PL |  |  |  |  | mm | 33.401 | 1 | 49194.3512 | 2187.47 | 140.7005 |  | 10S | New |  | 4.24 | KG | [6 empty] | SHOP | RACK PRINCIPAL | 349622 | [7 empty] | 6000.2418 | FALSE | 6000.2418
PIPE, SEAMLESS, BE, SCH 40, B36.10, A106 Gr. B | API 5L Gr. B |  |  |  | 2"-24" | PIPE, SEAMLESS | B | 6" | 6"-FH-B-325-N |  | TYPE=PIPE |  | PL |  |  |  |  | mm | 168.275 | 6 | 200823.0245 | 83042.5653 | 2880.911 |  | STD | New |  | 28.26 | KG | [6 empty] | SHOP | RACK PRINCIPAL | 349623 | [8 empty] | FALSE | 315.9809
PIPE, SEAMLESS, PE, SCH 160, B36.10, A106 Gr. B | ASTM A106 Gr. B |  |  |  | 1/2"-1-1/2" | PIPE, SEAMLESS | D | 1 1/2" | 1 1/2"-FG-B-320-N |  | TYPE=PIPE |  | PL |  |  |  |  | mm | 48.26 | 1.5 | 51345.4164 | 2083.6022 | 98.13 |  | 10S | New |  | 7.25 | KG | [6 empty] | SHOP | RACK PRINCIPAL | 349624 | [7 empty] | 150 | FALSE | 150
PIPE, SEAMLESS, PE, SCH 160, B36.10, A106 Gr. B | ASTM A106 Gr. B |  |  |  | 1/2"-1-1/2" | PIPE, SEAMLESS | D | 1 1/2" | 1 1/2"-FG-B-320-N |  | TYPE=PIPE |  | PL |  |  |  |  | mm | 48.26 | 1.5 | 51131.9164 | 2083.6022 | 98.13 |  | 10S | New |  | 7.25 | KG | [6 empty] | SHOP | RACK PRINCIPAL | 349626 | [7 empty] | 150 | FALSE | 150
PIPE, SEAMLESS, PE, SCH 160, B36.10, A106 Gr. B | ASTM A106 Gr. B |  |  |  | 1/2"-1-1/2" | PIPE, SEAMLESS | B | 1 1/2" | 1 1/2"-FG-B-320-N |  | TYPE=PIPE |  | PL |  |  |  |  | mm | 48.26 | 1.5 | 49860.9253 | 2083.6022 | 98.13 |  | 10S | New |  | 7.25 | KG | [6 empty] | SHOP | RACK PRINCIPAL | 349627 | [7 empty] | 1207.4911 | FALSE | 1207.4911
PIPE, SEAMLESS, PE, SCH 160, B36.10, A106 Gr. B | ASTM A106 Gr. B |  |  |  | 1/2"-1-1/2" | PIPE, SEAMLESS | B | 3/4" | 3/4"-FG-B-322-N |  | TYPE=PIPE |  | PL |  |  |  |  | mm | 26.67 | 0.75 | 51614.7429 | 2083.6022 | 309.6801 |  | 10S | New |  | 2.9 | KG | [6 empty] | SHOP | RACK PRINCIPAL | 349628 | [7 empty] | 282.0265 | FALSE | 282.0265
PIPE, SEAMLESS, PE, SCH 160, B36.10, A106 Gr. B | ASTM A106 Gr. B |  |  |  | 1/2"-1-1/2" | PIPE, SEAMLESS | B | 3/4" | 3/4"-FG-B-322-N |  | TYPE=PIPE |  | PL |  |  |  |  | mm | 26.67 | 0.75 | 59376.5683 | 2102.6522 | 87.335 |  | 10S | New |  | 2.9 | KG | [6 empty] | SHOP | RACK PRINCIPAL | 349629 | [7 empty] | 6012.7 | FALSE | 6012.7
PIPE, SEAMLESS, PE, SCH 160, B36.10, A106 Gr. B | ASTM A106 Gr. B |  |  |  | 1/2"-1-1/2" | PIPE, SEAMLESS | B | 3/4" | 3/4"-FG-B-322-N |  | TYPE=PIPE |  | PL |  |  |  |  | mm | 26.67 | 0.75 | 86159.497 | 29194.2385 | 87.335 |  | 10S | New |  | 2.9 | KG | [6 empty] | SHOP | RACK PRINCIPAL | 349630 | [7 empty] | 6000 | FALSE | 6000
PIPE, SEAMLESS, PE, SCH 160, B36.10, A106 Gr. B | ASTM A106 Gr. B |  |  |  | 1/2"-1-1/2" | PIPE, SEAMLESS | B | 3/4" | 3/4"-FG-B-322-N |  | TYPE=PIPE |  | PL |  |  |  |  | mm | 26.67 | 0.75 | 59395.6183 | 11140.783 | 87.335 |  | 10S | New |  | 2.9 | KG | [6 empty] | SHOP | RACK PRINCIPAL | 349631 | [7 empty] | 6000 | FALSE | 6000
PIPE, SEAMLESS, PE, SCH 160, B36.10, A106 Gr. B | ASTM A106 Gr. B |  |  |  | 1/2"-1-1/2" | PIPE, SEAMLESS | B | 3/4" | 3/4"-FG-B-322-N |  | TYPE=PIPE |  | PL |  |  |  |  | mm | 26.67 | 0.75 | 65408.3183 | 11140.783 | 87.335 |  | 10S | New |  | 2.9 | KG | [6 empty] | SHOP | RACK PRINCIPAL | 349632 | [7 empty] | 6000 | FALSE | 6000
PIPE, SEAMLESS, PE, SCH 160, B36.10, A106 Gr. B | ASTM A106 Gr. B |  |  |  | 1/2"-1-1/2" | PIPE, SEAMLESS | B | 3/4" | 3/4"-FG-B-322-N |  | TYPE=PIPE |  | PL |  |  |  |  | mm | 26.67 | 0.75 | 86159.497 | 23181.8961 | 87.335 |  | 10S | New |  | 2.9 | KG | [6 empty] | SHOP | RACK PRINCIPAL | 349633 | [7 empty] | 5999.6425 | FALSE | 5999.6425
PIPE, SEAMLESS, PE, SCH 160, B36.10, A106 Gr. B | ASTM A106 Gr. B |  |  |  | 1/2"-1-1/2" | PIPE, SEAMLESS | B | 3/4" | 3/4"-FG-B-322-N |  | TYPE=PIPE |  | PL |  |  |  |  | mm | 26.67 | 0.75 | 77433.7183 | 11140.783 | 87.335 |  | 10S | New |  | 2.9 | KG | [6 empty] | SHOP | RACK PRINCIPAL | 349634 | [7 empty] | 6000 | FALSE | 6000
PIPE, SEAMLESS, PE, SCH 160, B36.10, A106 Gr. B | ASTM A106 Gr. B |  |  |  | 1/2"-1-1/2" | PIPE, SEAMLESS | B | 3/4" | 3/4"-FG-B-322-N |  | TYPE=PIPE |  | PL |  |  |  |  | mm | 26.67 | 0.75 | 86159.497 | 17169.1961 | 87.335 |  | 10S | New |  | 2.9 | KG | [6 empty] | SHOP | RACK PRINCIPAL | 349635 | [7 empty] | 6000 | FALSE | 6000
PIPE, SEAMLESS, PE, SCH 160, B36.10, A106 Gr. B | ASTM A106 Gr. B |  |  |  | 1/2"-1-1/2" | PIPE, SEAMLESS | B | 3/4" | 3/4"-FG-B-322-N |  | TYPE=PIPE |  | PL |  |  |  |  | mm | 26.67 | 0.75 | 83446.4183 | 11140.783 | 87.335 |  | 10S | New |  | 2.9 | KG | [6 empty] | SHOP | RACK PRINCIPAL | 349636 | [7 empty] | 2694.0288 | FALSE | 2694.0288
PIPE, SEAMLESS, PE, SCH 160, B36.10, A106 Gr. B | ASTM A106 Gr. B |  |  |  | 1/2"-1-1/2" | PIPE, SEAMLESS | B | 3/4" | 3/4"-FG-B-322-N |  | TYPE=PIPE |  | PL |  |  |  |  | mm | 26.67 | 0.75 | 86159.497 | 11159.833 | 87.335 |  | 10S | New |  | 2.9 | KG | [6 empty] | SHOP | RACK PRINCIPAL | 349637 | [7 empty] | 5996.663 | FALSE | 5996.663
PIPE, SEAMLESS, PE, SCH 160, B36.10, A106 Gr. B | ASTM A106 Gr. B |  |  |  | 1/2"-1-1/2" | PIPE, SEAMLESS | B | 3/4" | 3/4"-FG-B-322-N |  | TYPE=PIPE |  | PL |  |  |  |  | mm | 26.67 | 0.75 | 59376.5683 | 8128.0522 | 87.335 |  | 10S | New |  | 2.9 | KG | [6 empty] | SHOP | RACK PRINCIPAL | 349638 | [7 empty] | 2993.6809 | FALSE | 2993.6809
PIPE, SEAMLESS, PE, SCH 160, B36.10, A106 Gr. B | ASTM A106 Gr. B |  |  |  | 1/2"-1-1/2" | PIPE, SEAMLESS | B | 3/4" | 3/4"-FG-B-322-N |  | TYPE=PIPE |  | PL |  |  |  |  | mm | 26.67 | 0.75 | 71421.0183 | 11140.783 | 87.335 |  | 10S | New |  | 2.9 | KG | [6 empty] | SHOP | RACK PRINCIPAL | 349639 | [7 empty] | 6000 | FALSE | 6000
PIPE, SEAMLESS, PE, SCH 160, B36.10, A106 Gr. B | ASTM A106 Gr. B |  |  |  | 1/2"-1-1/2" | PIPE, SEAMLESS | B | 3/4" | 3/4"-FG-B-301-N |  | TYPE=PIPE |  | PL |  |  |  |  | mm | 26.67 | 0.75 | 23108.9146 | 2083.6022 | 418.285 |  | 10S | New |  | 2.9 | KG | [6 empty] | SHOP | RACK PRINCIPAL | 349640 | [7 empty] | 288.405 | FALSE | 288.405
PIPE, SCH 80, PE, B36.1, A-106 GR.B | ASTM A106 |  |  |  | PIPE, SEAMLESS, 80, 1/2" ND, PE, ASTM A106 | PIPE, SEAMLESS | A1A2 | 1/2" | 1/2"-IA-A1-902-N |  | TYPE=PIPE |  | PL |  |  |  |  | mm | 21.336 | 0.5 | 59456.5683 | 1999.3202 | 84.668 |  | 80 | New |  |  | KG | [6 empty] | SHOP | RACK PRINCIPAL | 349644 | [7 empty] | 5996.03 | TRUE | 5996.03
PIPE, SCH 80, PE, B36.1, A-106 GR.B | ASTM A106 |  |  |  | PIPE, SEAMLESS, 80, 1/2" ND, PE, ASTM A106 | PIPE, SEAMLESS | A1A2 | 1/2" | 1/2"-IA-A1-902-N |  | TYPE=PIPE |  | PL |  |  |  |  | mm | 21.336 | 0.5 | 58780.2558 | 1979.6022 | 84.668 |  | 80 | New |  |  | KG | [6 empty] | SHOP | RACK PRINCIPAL | 349645 | [7 empty] | 656.5944 | TRUE | 656.5944
PIPE, SCH 80, PE, B36.1, A-106 GR.B | ASTM A106 |  |  |  | PIPE, SEAMLESS, 80, 1/2" ND, PE, ASTM A106 | PIPE, SEAMLESS | A1A2 | 1/2" | 1/2"-IA-A1-902-N |  | TYPE=PIPE |  | PL |  |  |  |  | mm | 21.336 | 0.5 | 59476.2863 | 11060.783 | 84.668 |  | 80 | New |  |  | KG | [6 empty] | SHOP | RACK PRINCIPAL | 349647 | [7 empty] | 6000 | TRUE | 6000
PIPE, SEAMLESS, BE, SCH 80, B36.10, A106 Gr B | API 5L Gr. B |  |  |  | 3"-8" | PIPE, SEAMLESS | D | 4" | 4"-MUL-D-014-N |  | TYPE=PIPE |  | PL |  |  |  |  | mm | 114.3 | 4 | 24724.1816 | 1581.6022 | 181.15 |  | STD | New |  | 22.32 | KG | [6 empty] | SHOP | RACK PRINCIPAL | 349648 | [8 empty] | FALSE | 485.6877
PIPE, SCH 80, PE, B36.1, A-106 GR.B | ASTM A106 |  |  |  | PIPE, SEAMLESS, 80, 1/2" ND, PE, ASTM A106 | PIPE, SEAMLESS | A1A2 | 1/2" | 1/2"-IA-A1-902-N |  | TYPE=PIPE |  | PL |  |  |  |  | mm | 21.336 | 0.5 | 65496.9263 | 11060.783 | 84.668 |  | 80 | New |  |  | KG | [6 empty] | SHOP | RACK PRINCIPAL | 349649 | [7 empty] | 6000 | TRUE | 6000
PIPE, SCH 80, PE, B36.1, A-106 GR.B | ASTM A106 |  |  |  | PIPE, SEAMLESS, 80, 1/2" ND, PE, ASTM A106 | PIPE, SEAMLESS | A1A2 | 1/2" | 1/2"-IA-A1-902-N |  | TYPE=PIPE |  | PL |  |  |  |  | mm | 21.336 | 0.5 | 86239.497 | 17101.1411 | 84.668 |  | 80 | New |  |  | KG | [6 empty] | SHOP | RACK PRINCIPAL | 349650 | [7 empty] | 6000 | TRUE | 6000
PIPE, SCH 80, PE, B36.1, A-106 GR.B | ASTM A106 |  |  |  | PIPE, SEAMLESS, 80, 1/2" ND, PE, ASTM A106 | PIPE, SEAMLESS | A1A2 | 1/2" | 1/2"-IA-A1-902-N |  | TYPE=PIPE |  | PL |  |  |  |  | mm | 21.336 | 0.5 | 86239.497 | 29142.4212 | 84.668 |  | 80 | New |  |  | KG | [6 empty] | SHOP | RACK PRINCIPAL | 349651 | [7 empty] | 6000 | TRUE | 6000
PIPE, SCH 80, PE, B36.1, A-106 GR.B | ASTM A106 |  |  |  | PIPE, SEAMLESS, 80, 1/2" ND, PE, ASTM A106 | PIPE, SEAMLESS | A1A2 | 1/2" | 1/2"-IA-A1-902-N |  | TYPE=PIPE |  | PL |  |  |  |  | mm | 21.336 | 0.5 | 86239.497 | 11080.5011 | 84.668 |  | 80 | New |  |  | KG | [6 empty] | SHOP | RACK PRINCIPAL | 349652 | [7 empty] | 6000 | TRUE | 6000
PIPE, SCH 80, PE, B36.1, A-106 GR.B | ASTM A106 |  |  |  | PIPE, SEAMLESS, 80, 1/2" ND, PE, ASTM A106 | PIPE, SEAMLESS | A1A2 | 1/2" | 1/2"-IA-A1-902-N |  | TYPE=PIPE |  | PL |  |  |  |  | mm | 21.336 | 0.5 | 71517.5664 | 11060.783 | 84.668 |  | 80 | New |  |  | KG | [6 empty] | SHOP | RACK PRINCIPAL | 349653 | [7 empty] | 6000 | TRUE | 6000
PIPE, SCH 80, PE, B36.1, A-106 GR.B | ASTM A106 |  |  |  | PIPE, SEAMLESS, 80, 1/2" ND, PE, ASTM A106 | PIPE, SEAMLESS | A1A2 | 1/2" | 1/2"-IA-A1-902-N |  | TYPE=PIPE |  | PL |  |  |  |  | mm | 21.336 | 0.5 | 86239.497 | 23121.7811 | 84.668 |  | 80 | New |  |  | KG | [6 empty] | SHOP | RACK PRINCIPAL | 349655 | [7 empty] | 6000 | TRUE | 6000
PIPE, SCH 80, PE, B36.1, A-106 GR.B | ASTM A106 |  |  |  | PIPE, SEAMLESS, 80, 1" ND, PE, ASTM A106 | PIPE, SEAMLESS | A1A2 | 1" | 1"-IA-A1-906-N |  | TYPE=PIPE |  | PL |  |  |  |  | mm | 33.401 | 1 | 1625.2822 | 15624.5744 | 90.7005 |  | 80 | New |  |  | KG | [6 empty] | SHOP | RACK PRINCIPAL | 349656 | [7 empty] | 1899.453 | TRUE | 1899.453
PIPE, SCH 80, PE, B36.1, A-106 GR.B | ASTM A106 |  |  |  | PIPE, SEAMLESS, 80, 1/2" ND, PE, ASTM A106 | PIPE, SEAMLESS | A1A2 | 1/2" | 1/2"-IA-A1-902-N |  | TYPE=PIPE |  | PL |  |  |  |  | mm | 21.336 | 0.5 | 59456.5683 | 8015.9902 | 84.668 |  | 80 | New |  |  | KG | [6 empty] | SHOP | RACK PRINCIPAL | 349657 | [7 empty] | 3025.0748 | TRUE | 3025.0748
PIPE, SEAMLESS, BE, SCH 40, B36.10, A106 Gr. B | API 5L Gr. B |  |  |  | 2"-24" | PIPE, SEAMLESS | B | 6" | 6"-FH-B-325-N |  | TYPE=PIPE |  | PL |  |  |  |  | mm | 168.275 | 6 | 201427.0208 | 83646.5615 | 2882.6905 |  | STD | New |  | 28.26 | KG | [6 empty] | SHOP | RACK PRINCIPAL | 349658 | [8 empty] | FALSE | 322.9657
PIPE, SEAMLESS, PE, SCH 160, B36.10, A106 Gr. B | ASTM A106 Gr. B |  |  |  | 1/2"-1-1/2" | PIPE, SEAMLESS | B | 3/4" | 3/4"-FG-B-322-N |  | TYPE=PIPE |  | PL |  |  |  |  | mm | 26.67 | 0.75 | 86159.497 | 53245.0385 | 87.335 |  | 10S | New |  | 2.9 | KG | [6 empty] | SHOP | RACK PRINCIPAL | 349659 | [7 empty] | 6385.4333 | FALSE | 6385.4333
PIPE, SEAMLESS, PE, SCH 160, B36.10, A106 Gr. B | ASTM A106 Gr. B |  |  |  | 1/2"-1-1/2" | PIPE, SEAMLESS | B | 3/4" | 3/4"-FG-B-322-N |  | TYPE=PIPE |  | PL |  |  |  |  | mm | 26.67 | 0.75 | 86159.497 | 47232.3385 | 87.335 |  | 10S | New |  | 2.9 | KG | [6 empty] | SHOP | RACK PRINCIPAL | 349660 | [7 empty] | 6000 | FALSE | 6000
PIPE, SEAMLESS, PE, SCH 160, B36.10, A106 Gr. B | ASTM A106 Gr. B |  |  |  | 1/2"-1-1/2" | PIPE, SEAMLESS | B | 3/4" | 3/4"-FG-B-322-N |  | TYPE=PIPE |  | PL |  |  |  |  | mm | 26.67 | 0.75 | 86159.497 | 41219.6385 | 87.335 |  | 10S | New |  | 2.9 | KG | [6 empty] | SHOP | RACK PRINCIPAL | 349661 | [7 empty] | 6000 | FALSE | 6000
PIPE, SEAMLESS, PE, SCH 160, B36.10, A106 Gr. B | ASTM A106 Gr. B |  |  |  | 1/2"-1-1/2" | PIPE, SEAMLESS | B | 3/4" | 3/4"-FG-B-322-N |  | TYPE=PIPE |  | PL |  |  |  |  | mm | 26.67 | 0.75 | 86159.497 | 35206.9385 | 87.335 |  | 10S | New |  | 2.9 | KG | [6 empty] | SHOP | RACK PRINCIPAL | 349662 | [7 empty] | 6000 | FALSE | 6000
PIPE, SCH 80, PE, B36.1, A-106 GR.B | ASTM A106 |  |  |  | PIPE, SEAMLESS, 80, 1/2" ND, PE, ASTM A106 | PIPE, SEAMLESS | A1A2 | 1/2" | 1/2"-IA-A1-902-N |  | TYPE=PIPE |  | PL |  |  |  |  | mm | 21.336 | 0.5 | 86239.497 | 53224.9813 | 84.668 |  | 80 | New |  |  | KG | [6 empty] | SHOP | RACK PRINCIPAL | 349663 | [7 empty] | 6327.4895 | TRUE | 6327.4895
PIPE, SCH 80, PE, B36.1, A-106 GR.B | ASTM A106 |  |  |  | PIPE, SEAMLESS, 80, 1/2" ND, PE, ASTM A106 | PIPE, SEAMLESS | A1A2 | 1/2" | 1/2"-IA-A1-902-N |  | TYPE=PIPE |  | PL |  |  |  |  | mm | 21.336 | 0.5 | 86239.497 | 47204.3413 | 84.668 |  | 80 | New |  |  | KG | [6 empty] | SHOP | RACK PRINCIPAL | 349664 | [7 empty] | 6000 | TRUE | 6000
PIPE, SCH 80, PE, B36.1, A-106 GR.B | ASTM A106 |  |  |  | PIPE, SEAMLESS, 80, 1/2" ND, PE, ASTM A106 | PIPE, SEAMLESS | A1A2 | 1/2" | 1/2"-IA-A1-902-N |  | TYPE=PIPE |  | PL |  |  |  |  | mm | 21.336 | 0.5 | 86239.497 | 41183.7013 | 84.668 |  | 80 | New |  |  | KG | [6 empty] | SHOP | RACK PRINCIPAL | 349665 | [7 empty] | 6000 | TRUE | 6000
PIPE, SCH 80, PE, B36.1, A-106 GR.B | ASTM A106 |  |  |  | PIPE, SEAMLESS, 80, 1/2" ND, PE, ASTM A106 | PIPE, SEAMLESS | A1A2 | 1/2" | 1/2"-IA-A1-902-N |  | TYPE=PIPE |  | PL |  |  |  |  | mm | 21.336 | 0.5 | 86239.497 | 35163.0612 | 84.668 |  | 80 | New |  |  | KG | [6 empty] | SHOP | RACK PRINCIPAL | 349666 | [7 empty] | 6000 | TRUE | 6000
PIPE, SEAMLESS, PE, SCH 160, B36.10, A106 Gr. B | ASTM A106 Gr. B |  |  |  | 1/2"-1-1/2" | PIPE, SEAMLESS | B | 1" | 1"-LIH-B-447-N |  | TYPE=PIPE |  | PL |  |  |  |  | mm | 33.401 | 1 | 83534.672 | 56164.032 | 590.7926 |  | 10S | New |  | 4.24 | KG | [6 empty] | SHOP | RACK PRINCIPAL | 349668 | [7 empty] | 611.7955 | FALSE | 611.7955
PIPE, SEAMLESS, BE, SCH 40, B36.10, A106 Gr. B | API 5L Gr. B |  |  |  | 2"-24" | PIPE, SEAMLESS | B | 2" | 2"-LIH-B-431-N |  | TYPE=PIPE |  | PL |  |  |  |  | mm | 60.325 | 2 | 80978.5294 | 61020.5815 | 150.8505 |  | STD | New |  | 5.44 | KG | [6 empty] | SHOP | RACK PRINCIPAL | 349669 | [7 empty] | 223 | FALSE | 223
PIPE, SEAMLESS, BE, SCH 40, B36.10, A106 Gr. B | API 5L Gr. B |  |  |  | 2"-24" | PIPE, SEAMLESS | B | 2" | 2"-LIH-B-449-N |  | TYPE=PIPE |  | PL |  |  |  |  | mm | 60.325 | 2 | 81393.1785 | 61084.0815 | 578.9616 |  | STD | New |  | 5.44 | KG | [6 empty] | SHOP | RACK PRINCIPAL | 349670 | [7 empty] | 532.5065 | FALSE | 532.5065
PIPE, SEAMLESS, BE, SCH 40, B36.10, A106 Gr. B | API 5L Gr. B |  |  |  | 2"-24" | PIPE, SEAMLESS | B | 3" | 3"-LIH-B-439-N |  | TYPE=PIPE |  | PL |  |  |  |  | mm | 88.9 | 3 | 81721.1804 | 60838.388 | 178.6 |  | STD | New |  | 11.29 | KG | [6 empty] | SHOP | RACK PRINCIPAL | 349671 | [7 empty] | 159.0984 | FALSE | 159.0984
PIPE, SEAMLESS, PE, SCH 160, B36.10, A106 Gr. B | ASTM A106 Gr. B |  |  |  | 1/2"-1-1/2" | PIPE, SEAMLESS | D | 3/4" | 3/4"-QUI-D-702-N |  | TYPE=PIPE |  | PL |  |  |  |  | mm | 26.67 | 0.75 | 29982.6086 | 1379.8869 | 637.335 |  | 10S | New |  | 2.9 | KG | [6 empty] | SHOP | RACK PRINCIPAL | 349672 | [8 empty] | FALSE | 5980.95
PIPE, SEAMLESS, PE, SCH 160, B36.10, A106 Gr. B | ASTM A106 Gr. B |  |  |  | 1/2"-1-1/2" | PIPE, SEAMLESS | D | 3/4" | 3/4"-QUI-D-704-N |  | TYPE=PIPE |  | PL |  |  |  |  | mm | 26.67 | 0.75 | 48001.6586 | 1291.8869 | 637.335 |  | 10S | New |  | 2.9 | KG | [6 empty] | SHOP | RACK PRINCIPAL | 349673 | [7 empty] | 1608.2869 | FALSE | 1608.2869
PIPE, SEAMLESS, PE, SCH 160, B36.10, A106 Gr. B | ASTM A106 Gr. B |  |  |  | 1/2"-1-1/2" | PIPE, SEAMLESS | D | 3/4" | 3/4"-QUI-D-704-N |  | TYPE=PIPE |  | PL |  |  |  |  | mm | 26.67 | 0.75 | 41988.9586 | 1291.8869 | 637.335 |  | 10S | New |  | 2.9 | KG | [6 empty] | SHOP | RACK PRINCIPAL | 349674 | [8 empty] | FALSE | 6000
PIPE, SEAMLESS, PE, SCH 160, B36.10, A106 Gr. B | ASTM A106 Gr. B |  |  |  | 1/2"-1-1/2" | PIPE, SEAMLESS | D | 3/4" | 3/4"-QUI-D-704-N |  | TYPE=PIPE |  | PL |  |  |  |  | mm | 26.67 | 0.75 | 35976.2586 | 1291.8869 | 637.335 |  | 10S | New |  | 2.9 | KG | [6 empty] | SHOP | RACK PRINCIPAL | 349675 | [8 empty] | FALSE | 6000
PIPE, SEAMLESS, PE, SCH 160, B36.10, A106 Gr. B | ASTM A106 Gr. B |  |  |  | 1/2"-1-1/2" | PIPE, SEAMLESS | D | 3/4" | 3/4"-QUI-D-702-N |  | TYPE=PIPE |  | PL |  |  |  |  | mm | 26.67 | 0.75 | 48001.6586 | 1379.8869 | 637.335 |  | 10S | New |  | 2.9 | KG | [6 empty] | SHOP | RACK PRINCIPAL | 349676 | [8 empty] | FALSE | 1520.2869
PIPE, SEAMLESS, PE, SCH 160, B36.10, A106 Gr. B | ASTM A106 Gr. B |  |  |  | 1/2"-1-1/2" | PIPE, SEAMLESS | D | 3/4" | 3/4"-QUI-D-702-N |  | TYPE=PIPE |  | PL |  |  |  |  | mm | 26.67 | 0.75 | 41988.9586 | 1379.8869 | 637.335 |  | 10S | New |  | 2.9 | KG | [6 empty] | SHOP | RACK PRINCIPAL | 349677 | [8 empty] | FALSE | 6000
PIPE, SEAMLESS, PE, SCH 160, B36.10, A106 Gr. B | ASTM A106 Gr. B |  |  |  | 1/2"-1-1/2" | PIPE, SEAMLESS | D | 3/4" | 3/4"-QUI-D-702-N |  | TYPE=PIPE |  | PL |  |  |  |  | mm | 26.67 | 0.75 | 35976.2586 | 1379.8869 | 637.335 |  | 10S | New |  | 2.9 | KG | [6 empty] | SHOP | RACK PRINCIPAL | 349678 | [8 empty] | FALSE | 6000
PIPE, SEAMLESS, PE, SCH 160, B36.10, A106 Gr. B | ASTM A106 Gr. B |  |  |  | 1/2"-1-1/2" | PIPE, SEAMLESS | D | 3/4" | 3/4"-QUI-D-704-N |  | TYPE=PIPE |  | PL |  |  |  |  | mm | 26.67 | 0.75 | 29894.6086 | 1291.8869 | 637.335 |  | 10S | New |  | 2.9 | KG | [6 empty] | SHOP | RACK PRINCIPAL | 349679 | [8 empty] | FALSE | 6068.95
PIPE, SCH 80, PE, B36.1, A-106 GR.B | ASTM A106 |  |  |  | PIPE, SEAMLESS, 80, 1/2" ND, PE, ASTM A106 | PIPE, SEAMLESS | A1A2 | 1/2" | 1/2"-IA-A1-902-N |  | TYPE=PIPE |  | PL |  |  |  |  | mm | 21.336 | 0.5 | 104894.7012 | 61311.5324 | 2588.0751 |  | 80 | New |  |  | KG | [6 empty] | SHOP | RACK PRINCIPAL | 349680 | [8 empty] | TRUE | 6000.013
PIPE, SCH 80, PE, B36.1, A-106 GR.B | ASTM A106 |  |  |  | PIPE, SEAMLESS, 80, 1/2" ND, PE, ASTM A106 | PIPE, SEAMLESS | A1A2 | 1/2" | 1/2"-IA-A1-902-N |  | TYPE=PIPE |  | PL |  |  |  |  | mm | 21.336 | 0.5 | 98870.8913 | 61311.5324 | 2575.5255 |  | 80 | New |  |  | KG | [6 empty] | SHOP | RACK PRINCIPAL | 349681 | [8 empty] | TRUE | 6000.013
PIPE, SCH 80, PE, B36.1, A-106 GR.B | ASTM A106 |  |  |  | PIPE, SEAMLESS, 80, 1/2" ND, PE, ASTM A106 | PIPE, SEAMLESS | A1A2 | 1/2" | 1/2"-IA-A1-902-N |  | TYPE=PIPE |  | PL |  |  |  |  | mm | 21.336 | 0.5 | 92847.0814 | 61311.5324 | 2562.9759 |  | 80 | New |  |  | KG | [6 empty] | SHOP | RACK PRINCIPAL | 349682 | [8 empty] | TRUE | 6000.013
PIPE, SCH 80, PE, B36.1, A-106 GR.B | ASTM A106 |  |  |  | PIPE, SEAMLESS, 80, 1/2" ND, PE, ASTM A106 | PIPE, SEAMLESS | A1A2 | 1/2" | 1/2"-IA-A1-902-N |  | TYPE=PIPE |  | PL |  |  |  |  | mm | 21.336 | 0.5 | 141037.5606 | 61311.5324 | 2663.3727 |  | 80 | New |  |  | KG | [6 empty] | SHOP | RACK PRINCIPAL | 349683 | [8 empty] | TRUE | 6000.013
PIPE, SCH 80, PE, B36.1, A-106 GR.B | ASTM A106 |  |  |  | PIPE, SEAMLESS, 80, 1/2" ND, PE, ASTM A106 | PIPE, SEAMLESS | A1A2 | 1/2" | 1/2"-IA-A1-902-N |  | TYPE=PIPE |  | PL |  |  |  |  | mm | 21.336 | 0.5 | 128989.9408 | 61311.5324 | 2638.2735 |  | 80 | New |  |  | KG | [6 empty] | SHOP | RACK PRINCIPAL | 349684 | [8 empty] | TRUE | 6000.013
PIPE, SCH 80, PE, B36.1, A-106 GR.B | ASTM A106 |  |  |  | PIPE, SEAMLESS, 80, 1/2" ND, PE, ASTM A106 | PIPE, SEAMLESS | A1A2 | 1/2" | 1/2"-IA-A1-902-N |  | TYPE=PIPE |  | PL |  |  |  |  | mm | 21.336 | 0.5 | 147061.3705 | 61311.5324 | 2675.9223 |  | 80 | New |  |  | KG | [6 empty] | SHOP | RACK PRINCIPAL | 349685 | [8 empty] | TRUE | 6000.013
PIPE, SCH 80, PE, B36.1, A-106 GR.B | ASTM A106 |  |  |  | PIPE, SEAMLESS, 80, 1/2" ND, PE, ASTM A106 | PIPE, SEAMLESS | A1A2 | 1/2" | 1/2"-IA-A1-902-N |  | TYPE=PIPE |  | PL |  |  |  |  | mm | 21.336 | 0.5 | 171156.6102 | 61311.5324 | 2726.1207 |  | 80 | New |  |  | KG | [6 empty] | SHOP | RACK PRINCIPAL | 349686 | [8 empty] | TRUE | 6000.013
PIPE, SCH 80, PE, B36.1, A-106 GR.B | ASTM A106 |  |  |  | PIPE, SEAMLESS, 80, 1/2" ND, PE, ASTM A106 | PIPE, SEAMLESS | A1A2 | 1/2" | 1/2"-IA-A1-902-N |  | TYPE=PIPE |  | PL |  |  |  |  | mm | 21.336 | 0.5 | 116942.321 | 61311.5324 | 2613.1743 |  | 80 | New |  |  | KG | [6 empty] | SHOP | RACK PRINCIPAL | 349687 | [8 empty] | TRUE | 6000.013
PIPE, SCH 80, PE, B36.1, A-106 GR.B | ASTM A106 |  |  |  | PIPE, SEAMLESS, 80, 1/2" ND, PE, ASTM A106 | PIPE, SEAMLESS | A1A2 | 1/2" | 1/2"-IA-A1-902-N |  | TYPE=PIPE |  | PL |  |  |  |  | mm | 21.336 | 0.5 | 110918.5111 | 61311.5324 | 2600.6247 |  | 80 | New |  |  | KG | [6 empty] | SHOP | RACK PRINCIPAL | 349688 | [8 empty] | TRUE | 6000.013
PIPE, SCH 80, PE, B36.1, A-106 GR.B | ASTM A106 |  |  |  | PIPE, SEAMLESS, 80, 1/2" ND, PE, ASTM A106 | PIPE, SEAMLESS | A1A2 | 1/2" | 1/2"-IA-A1-902-N |  | TYPE=PIPE |  | PL |  |  |  |  | mm | 21.336 | 0.5 | 122966.1309 | 61311.5324 | 2625.7239 |  | 80 | New |  |  | KG | [6 empty] | SHOP | RACK PRINCIPAL | 349689 | [8 empty] | TRUE | 6000.013
PIPE, SCH 80, PE, B36.1, A-106 GR.B | ASTM A106 |  |  |  | PIPE, SEAMLESS, 80, 1/2" ND, PE, ASTM A106 | PIPE, SEAMLESS | A1A2 | 1/2" | 1/2"-IA-A1-902-N |  | TYPE=PIPE |  | PL |  |  |  |  | mm | 21.336 | 0.5 | 135013.7507 | 61311.5324 | 2650.8231 |  | 80 | New |  |  | KG | [6 empty] | SHOP | RACK PRINCIPAL | 349690 | [8 empty] | TRUE | 6000.013
PIPE, SCH 80, PE, B36.1, A-106 GR.B | ASTM A106 |  |  |  | PIPE, SEAMLESS, 80, 1/2" ND, PE, ASTM A106 | PIPE, SEAMLESS | A1A2 | 1/2" | 1/2"-IA-A1-902-N |  | TYPE=PIPE |  | PL |  |  |  |  | mm | 21.336 | 0.5 | 159108.9904 | 61311.5324 | 2701.0215 |  | 80 | New |  |  | KG | [6 empty] | SHOP | RACK PRINCIPAL | 349691 | [8 empty] | TRUE | 6000.013
PIPE, SCH 80, PE, B36.1, A-106 GR.B | ASTM A106 |  |  |  | PIPE, SEAMLESS, 80, 1/2" ND, PE, ASTM A106 | PIPE, SEAMLESS | A1A2 | 1/2" | 1/2"-IA-A1-902-N |  | TYPE=PIPE |  | PL |  |  |  |  | mm | 21.336 | 0.5 | 153085.1804 | 61311.5324 | 2688.4719 |  | 80 | New |  |  | KG | [6 empty] | SHOP | RACK PRINCIPAL | 349692 | [8 empty] | TRUE | 6000.013
PIPE, SCH 80, PE, B36.1, A-106 GR.B | ASTM A106 |  |  |  | PIPE, SEAMLESS, 80, 1/2" ND, PE, ASTM A106 | PIPE, SEAMLESS | A1A2 | 1/2" | 1/2"-IA-A1-902-N |  | TYPE=PIPE |  | PL |  |  |  |  | mm | 21.336 | 0.5 | 165132.8003 | 61311.5324 | 2713.5711 |  | 80 | New |  |  | KG | [6 empty] | SHOP | RACK PRINCIPAL | 349693 | [8 empty] | TRUE | 6000.013
PIPE, SEAMLESS, PE, SCH 160, B36.10, A106 Gr. B | ASTM A106 Gr. B |  |  |  | 1/2"-1-1/2" | PIPE, SEAMLESS | B | 3/4" | 3/4"-FG-B-322-N |  | TYPE=PIPE |  | PL |  |  |  |  | mm | 26.67 | 0.75 | 104792.5211 | 61391.5324 | 2590.5292 |  | 10S | New |  | 2.9 | KG | [6 empty] | SHOP | RACK PRINCIPAL | 349694 | [7 empty] | 6010.3915 | FALSE | 6010.3915
PIPE, SEAMLESS, PE, SCH 160, B36.10, A106 Gr. B | ASTM A106 Gr. B |  |  |  | 1/2"-1-1/2" | PIPE, SEAMLESS | B | 3/4" | 3/4"-FG-B-322-N |  | TYPE=PIPE |  | PL |  |  |  |  | mm | 26.67 | 0.75 | 171046.3834 | 61391.5324 | 2728.5581 |  | 10S | New |  | 2.9 | KG | [6 empty] | SHOP | RACK PRINCIPAL | 349695 | [7 empty] | 6010.3915 | FALSE | 6010.3915
PIPE, SEAMLESS, PE, SCH 160, B36.10, A106 Gr. B | ASTM A106 Gr. B |  |  |  | 1/2"-1-1/2" | PIPE, SEAMLESS | B | 3/4" | 3/4"-FG-B-322-N |  | TYPE=PIPE |  | PL |  |  |  |  | mm | 26.67 | 0.75 | 92746.3643 | 61391.5324 | 2565.433 |  | 10S | New |  | 2.9 | KG | [6 empty] | SHOP | RACK PRINCIPAL | 349696 | [7 empty] | 6010.3915 | FALSE | 6010.3915
PIPE, SEAMLESS, PE, SCH 160, B36.10, A106 Gr. B | ASTM A106 Gr. B |  |  |  | 1/2"-1-1/2" | PIPE, SEAMLESS | B | 3/4" | 3/4"-FG-B-322-N |  | TYPE=PIPE |  | PL |  |  |  |  | mm | 26.67 | 0.75 | 116838.6779 | 61391.5324 | 2615.6254 |  | 10S | New |  | 2.9 | KG | [6 empty] | SHOP | RACK PRINCIPAL | 349697 | [7 empty] | 6010.3915 | FALSE | 6010.3915
PIPE, SEAMLESS, PE, SCH 160, B36.10, A106 Gr. B | ASTM A106 Gr. B |  |  |  | 1/2"-1-1/2" | PIPE, SEAMLESS | B | 3/4" | 3/4"-FG-B-322-N |  | TYPE=PIPE |  | PL |  |  |  |  | mm | 26.67 | 0.75 | 152977.1482 | 61391.5324 | 2690.9138 |  | 10S | New |  | 2.9 | KG | [6 empty] | SHOP | RACK PRINCIPAL | 349698 | [7 empty] | 6010.3915 | FALSE | 6010.3915
PIPE, SEAMLESS, PE, SCH 160, B36.10, A106 Gr. B | ASTM A106 Gr. B |  |  |  | 1/2"-1-1/2" | PIPE, SEAMLESS | B | 3/4" | 3/4"-FG-B-322-N |  | TYPE=PIPE |  | PL |  |  |  |  | mm | 26.67 | 0.75 | 98769.4427 | 61391.5324 | 2577.9811 |  | 10S | New |  | 2.9 | KG | [6 empty] | SHOP | RACK PRINCIPAL | 349699 | [7 empty] | 6010.3915 | FALSE | 6010.3915
PIPE, SEAMLESS, PE, SCH 160, B36.10, A106 Gr. B | ASTM A106 Gr. B |  |  |  | 1/2"-1-1/2" | PIPE, SEAMLESS | B | 3/4" | 3/4"-FG-B-322-N |  | TYPE=PIPE |  | PL |  |  |  |  | mm | 26.67 | 0.75 | 134907.913 | 61391.5324 | 2653.2696 |  | 10S | New |  | 2.9 | KG | [6 empty] | SHOP | RACK PRINCIPAL | 349701 | [7 empty] | 6010.3915 | FALSE | 6010.3915
PIPE, SEAMLESS, PE, SCH 160, B36.10, A106 Gr. B | ASTM A106 Gr. B |  |  |  | 1/2"-1-1/2" | PIPE, SEAMLESS | B | 3/4" | 3/4"-FG-B-322-N |  | TYPE=PIPE |  | PL |  |  |  |  | mm | 26.67 | 0.75 | 128884.8347 | 61391.5324 | 2640.7215 |  | 10S | New |  | 2.9 | KG | [6 empty] | SHOP | RACK PRINCIPAL | 349702 | [7 empty] | 6010.3915 | FALSE | 6010.3915
PIPE, SEAMLESS, PE, SCH 160, B36.10, A106 Gr. B | ASTM A106 Gr. B |  |  |  | 1/2"-1-1/2" | PIPE, SEAMLESS | B | 3/4" | 3/4"-FG-B-322-N |  | TYPE=PIPE |  | PL |  |  |  |  | mm | 26.67 | 0.75 | 159000.2266 | 61391.5324 | 2703.4619 |  | 10S | New |  | 2.9 | KG | [6 empty] | SHOP | RACK PRINCIPAL | 349703 | [7 empty] | 6010.3915 | FALSE | 6010.3915
PIPE, SEAMLESS, PE, SCH 160, B36.10, A106 Gr. B | ASTM A106 Gr. B |  |  |  | 1/2"-1-1/2" | PIPE, SEAMLESS | B | 3/4" | 3/4"-FG-B-322-N |  | TYPE=PIPE |  | PL |  |  |  |  | mm | 26.67 | 0.75 | 165023.305 | 61391.5324 | 2716.01 |  | 10S | New |  | 2.9 | KG | [6 empty] | SHOP | RACK PRINCIPAL | 349704 | [7 empty] | 6010.3915 | FALSE | 6010.3915
PIPE, SEAMLESS, PE, SCH 160, B36.10, A106 Gr. B | ASTM A106 Gr. B |  |  |  | 1/2"-1-1/2" | PIPE, SEAMLESS | B | 3/4" | 3/4"-FG-B-322-N |  | TYPE=PIPE |  | PL |  |  |  |  | mm | 26.67 | 0.75 | 146954.0698 | 61391.5324 | 2678.3658 |  | 10S | New |  | 2.9 | KG | [6 empty] | SHOP | RACK PRINCIPAL | 349705 | [7 empty] | 6010.3915 | FALSE | 6010.3915
PIPE, SEAMLESS, PE, SCH 160, B36.10, A106 Gr. B | ASTM A106 Gr. B |  |  |  | 1/2"-1-1/2" | PIPE, SEAMLESS | B | 3/4" | 3/4"-FG-B-322-N |  | TYPE=PIPE |  | PL |  |  |  |  | mm | 26.67 | 0.75 | 140930.9914 | 61391.5324 | 2665.8177 |  | 10S | New |  | 2.9 | KG | [6 empty] | SHOP | RACK PRINCIPAL | 349706 | [7 empty] | 6010.3915 | FALSE | 6010.3915
PIPE, SEAMLESS, PE, SCH 160, B36.10, A106 Gr. B | ASTM A106 Gr. B |  |  |  | 1/2"-1-1/2" | PIPE, SEAMLESS | B | 3/4" | 3/4"-FG-B-322-N |  | TYPE=PIPE |  | PL |  |  |  |  | mm | 26.67 | 0.75 | 122861.7563 | 61391.5324 | 2628.1734 |  | 10S | New |  | 2.9 | KG | [6 empty] | SHOP | RACK PRINCIPAL | 349707 | [7 empty] | 6010.3915 | FALSE | 6010.3915
PIPE, SEAMLESS, PE, SCH 160, B36.10, A106 Gr. B | ASTM A106 Gr. B |  |  |  | 1/2"-1-1/2" | PIPE, SEAMLESS | B | 3/4" | 3/4"-FG-B-322-N |  | TYPE=PIPE |  | PL |  |  |  |  | mm | 26.67 | 0.75 | 110815.5995 | 61391.5324 | 2603.0773 |  | 10S | New |  | 2.9 | KG | [6 empty] | SHOP | RACK PRINCIPAL | 349708 | [7 empty] | 6010.3915 | FALSE | 6010.3915
PIPE, SEAMLESS, PE, SCH 160, B36.10, A106 Gr. B | ASTM A106 Gr. B |  |  |  | 1/2"-1-1/2" | PIPE, SEAMLESS | B | 3/4" | 3/4"-FG-B-323-N |  | TYPE=PIPE |  | PL |  |  |  |  | mm | 26.67 | 0.75 | 197785.0519 | 80273.6146 | 967.0277 |  | 10S | New |  | 2.9 | KG | [6 empty] | SHOP | RACK PRINCIPAL | 349709 | [7 empty] | 100 | FALSE | 100
PIPE, SEAMLESS, PE, SCH 160, B36.10, A106 Gr. B | ASTM A106 Gr. B |  |  |  | 1/2"-1-1/2" | PIPE, SEAMLESS | B | 3/4" | 3/4"-FG-B-324-N |  | TYPE=PIPE |  | PL |  |  |  |  | mm | 26.67 | 0.75 | 197926.4732 | 80415.0359 | 468.0606 |  | 10S | New |  | 2.9 | KG | [6 empty] | SHOP | RACK PRINCIPAL | 349710 | [7 empty] | 100 | FALSE | 100
PIPE, SEAMLESS, PE, SCH 160, B36.10, A106 Gr. B | ASTM A106 Gr. B |  |  |  | 1/2"-1-1/2" | PIPE, SEAMLESS | B | 3/4" | 3/4"-FG-B-324-N |  | TYPE=PIPE |  | PL |  |  |  |  | mm | 26.67 | 0.75 | 197946.5171 | 80435.0799 | 468.0606 |  | 10S | New |  | 2.9 | KG | [6 empty] | SHOP | RACK PRINCIPAL | 349711 | [7 empty] | 827.8102 | FALSE | 827.8102
PIPE, SEAMLESS, PE, SCH 160, B36.10, A106 Gr. B | ASTM A106 Gr. B |  |  |  | 1/2"-1-1/2" | PIPE, SEAMLESS | B | 3/4" | 3/4"-FG-B-322-N |  | TYPE=PIPE |  | PL |  |  |  |  | mm | 26.67 | 0.75 | 92733.6643 | 61391.5324 | 2565.4066 |  | 10S | New |  | 2.9 | KG | [6 empty] | SHOP | RACK PRINCIPAL | 349712 | [7 empty] | 5999.9609 | FALSE | 5999.9609
PIPE, SCH 80, PE, B36.1, A-106 GR.B | ASTM A106 |  |  |  | PIPE, SEAMLESS, 80, 1/2" ND, PE, ASTM A106 | PIPE, SEAMLESS | A1A2 | 1/2" | 1/2"-IA-A1-902-N |  | TYPE=PIPE |  | PL |  |  |  |  | mm | 21.336 | 0.5 | 92823.2715 | 61311.5324 | 2562.9263 |  | 80 | New |  |  | KG | [6 empty] | SHOP | RACK PRINCIPAL | 349713 | [8 empty] | TRUE | 5999.9609
PIPE, SEAMLESS, PE, SCH 160, B36.10, A106 Gr. B | ASTM A106 Gr. B |  |  |  | 1/2"-1-1/2" | PIPE, SEAMLESS | B | 1 1/2" | 1 1/2"-LIH-B-421-N |  | TYPE=PIPE |  | PL |  |  |  |  | mm | 48.26 | 1.5 | 83557.1227 | 36143.9185 | 170.5806 |  | 10S | New |  | 7.25 | KG | [6 empty] | SHOP | RACK PRINCIPAL | 349718 | [7 empty] | 479.4203 | FALSE | 479.4203
PIPE, SCH 80, PE, B36.1, A-106 GR.B | ASTM A106 |  |  |  | PIPE, SEAMLESS, 80, 1/2" ND, PE, ASTM A106 | PIPE, SEAMLESS | A1A2 | 1/2" | 1/2"-IA-A1-902-N |  | TYPE=PIPE |  | PL |  |  |  |  | mm | 21.336 | 0.5 | 86799.5136 | 61311.5324 | 2550.3768 |  | 80 | New |  |  | KG | [6 empty] | SHOP | RACK PRINCIPAL | 349719 | [8 empty] | TRUE | 333.9359
PIPE, SCH 80, PE, B36.1, A-106 GR.B | ASTM A106 |  |  |  | PIPE, SEAMLESS, 80, 1/2" ND, PE, ASTM A106 | PIPE, SEAMLESS | A1A2 | 1/2" | 1/2"-IA-A1-902-N |  | TYPE=PIPE |  | PL |  |  |  |  | mm | 21.336 | 0.5 | 86445.862 | 59591.9069 | 84.668 |  | 80 | New |  |  | KG | [6 empty] | SHOP | RACK PRINCIPAL | 349720 | [7 empty] | 38.556 | TRUE | 38.556
PIPE, SCH 80, PE, B36.1, A-106 GR.B | ASTM A106 |  |  |  | PIPE, SEAMLESS, 80, 1/2" ND, PE, ASTM A106 | PIPE, SEAMLESS | A1A2 | 1/2" | 1/2"-IA-A1-902-N |  | TYPE=PIPE |  | PL |  |  |  |  | mm | 21.336 | 0.5 | 86259.215 | 59572.1889 | 84.668 |  | 80 | New |  |  | KG | [6 empty] | SHOP | RACK PRINCIPAL | 349721 | [7 empty] | 166.929 | TRUE | 166.929
PIPE, SEAMLESS, PE, SCH 160, B36.10, A106 Gr. B | ASTM A106 Gr. B |  |  |  | 1/2"-1-1/2" | PIPE, SEAMLESS | B | 3/4" | 3/4"-FG-B-322-N |  | TYPE=PIPE |  | PL |  |  |  |  | mm | 26.67 | 0.75 | 86705.3701 | 61391.5324 | 2552.8476 |  | 10S | New |  | 2.9 | KG | [6 empty] | SHOP | RACK PRINCIPAL | 349722 | [7 empty] | 320.4651 | FALSE | 320.4651
PIPE, SEAMLESS, PE, SCH 160, B36.10, A106 Gr. B | ASTM A106 Gr. B |  |  |  | 1/2"-1-1/2" | PIPE, SEAMLESS | B | 3/4" | 3/4"-FG-B-322-N |  | TYPE=PIPE |  | PL |  |  |  |  | mm | 26.67 | 0.75 | 86365.8556 | 61372.4824 | 2552.18 |  | 10S | New |  | 2.9 | KG | [6 empty] | SHOP | RACK PRINCIPAL | 349723 | [7 empty] | 1703.9141 | FALSE | 1703.9141
PIPE, SCH 80, PE, B36.1, A-106 GR.B | ASTM A106 |  |  |  | PIPE, SEAMLESS, 80, 1/2" ND, PE, ASTM A106 | PIPE, SEAMLESS | A1A2 | 1/2" | 1/2"-IA-A1-902-N |  | TYPE=PIPE |  | PL |  |  |  |  | mm | 21.336 | 0.5 | 86445.8604 | 61291.8144 | 2549.6811 |  | 80 | New |  |  | KG | [6 empty] | SHOP | RACK PRINCIPAL | 349724 | [8 empty] | TRUE | 1621.9191
PIPE, SEAMLESS, PE, SCH 160, B36.10, A106 Gr. B | ASTM A106 Gr. B |  |  |  | 1/2"-1-1/2" | PIPE, SEAMLESS | B | 3/4" | 3/4"-FG-B-322-N |  | TYPE=PIPE |  | PL |  |  |  |  | mm | 26.67 | 0.75 | 86178.547 | 59649.5219 | 87.335 |  | 10S | New |  | 2.9 | KG | [6 empty] | SHOP | RACK PRINCIPAL | 349725 | [7 empty] | 168.2586 | FALSE | 168.2586
PIPE, SEAMLESS, PE, SCH 160, B36.10, A106 Gr. B | ASTM A106 Gr. B |  |  |  | 1/2"-1-1/2" | PIPE, SEAMLESS | B | 3/4" | 3/4"-FG-B-322-N |  | TYPE=PIPE |  | PL |  |  |  |  | mm | 26.67 | 0.75 | 51633.7929 | 2083.6022 | 106.385 |  | 10S | New |  | 2.9 | KG | [6 empty] | SHOP | RACK PRINCIPAL | 349726 | [7 empty] | 184.2451 | FALSE | 184.2451
PIPE, SEAMLESS, BE, SCH 80, B36.10, A106 Gr B | API 5L Gr. B |  |  |  | 3"-8" | PIPE, SEAMLESS | D | 3" | 3"-MUL-D-015-N |  | TYPE=PIPE |  | PL |  |  |  |  | mm | 88.9 | 3 | 49446.1277 | 2406.9102 | 1006.4581 |  | STD | New |  | 15.27 | KG | [6 empty] | SHOP | RACK PRINCIPAL | 349727 | [7 empty] | 1068.6099 | FALSE | 1068.6099
PIPE, SEAMLESS, BE, SCH 80, B36.10, A106 Gr B | API 5L Gr. B |  |  |  | 3"-8" | PIPE, SEAMLESS | D | 3" | 3"-MUL-D-013-N |  | TYPE=PIPE |  | PL |  |  |  |  | mm | 88.9 | 3 | 49158.7673 | 2625.9102 | 1006.4581 |  | STD | New |  | 15.27 | KG | [6 empty] | SHOP | RACK PRINCIPAL | 349728 | [7 empty] | 1068.6099 | FALSE | 1068.6099
PIPE, SEAMLESS, BE, SCH 160, B36.10, A106 Gr. B | ASTM A106 Gr. B |  |  |  | PIPE BE 160 | PIPE, SEAMLESS | E | 4" | 4"-MUL-K-002-N |  | TYPE=PIPE |  | PL |  |  |  |  | mm | 114.3 | 4 | 12925.1579 | 2277.6022 | 131.15 |  | 10S | New |  | 33.54 | KG | [6 empty] | SHOP | RACK PRINCIPAL | 349732 | [7 empty] | 1999.9998 | FALSE | 1999.9998
PIPE, SEAMLESS, BE, SCH 160, B36.10, A106 Gr. B | ASTM A106 Gr. B |  |  |  | PIPE BE 160 | PIPE, SEAMLESS | E | 2" | 3"-MUL-E-005-N |  | TYPE=PIPE |  | PL |  |  |  |  | mm | 60.325 | 2 | 21706.5672 | 3456.243 | 759.8131 |  | 10S | New |  | 11.11 | KG | [6 empty] | SHOP | RACK PRINCIPAL | 349737 | [7 empty] | 230 | FALSE | 230
PIPE, SEAMLESS, BE, SCH 160, B36.10, A106 Gr. B | ASTM A106 Gr. B |  |  |  | PIPE BE 160 | PIPE, SEAMLESS | E | 3" | 3"-MUL-E-005-N |  | TYPE=PIPE |  | PL |  |  |  |  | mm | 88.9 | 3 | 21782.7672 | 4210.7246 | 759.8131 |  | 10S | New |  | 21.35 | KG | [6 empty] | SHOP | RACK PRINCIPAL | 349738 | [7 empty] | 203 | FALSE | 203
PIPE, SEAMLESS, BE, SCH 160, B36.10, A106 Gr. B | ASTM A106 Gr. B |  |  |  | PIPE BE 160 | PIPE, SEAMLESS | E | 2" | 3"-MUL-E-005-N |  | TYPE=PIPE |  | PL |  |  |  |  | mm | 60.325 | 2 | 21706.5672 | 4499.5766 | 759.8131 |  | 10S | New |  | 11.11 | KG | [6 empty] | SHOP | RACK PRINCIPAL | 349741 | [8 empty] | FALSE | 230
PIPE, SEAMLESS, BE, SCH 80, B36.10, A106 Gr B | API 5L Gr. B |  |  |  | 3"-8" | PIPE, SEAMLESS | D | 3" | 3"-MUL-D-009-N |  | TYPE=PIPE |  | PL |  |  |  |  | mm | 88.9 | 3 | 24828.8296 | 5631.5717 | 793.3437 |  | STD | New |  | 15.27 | KG | [6 empty] | SHOP | RACK PRINCIPAL | 349744 | [7 empty] | 303.4486 | FALSE | 303.4486
PIPE, SEAMLESS, BE, SCH 80, B36.10, A106 Gr B | API 5L Gr. B |  |  |  | 3"-8" | PIPE, SEAMLESS | D | 3" | 3"-MUL-D-008-N |  | TYPE=PIPE |  | PL |  |  |  |  | mm | 88.9 | 3 | 22028.8297 | 5631.5717 | 793.3437 |  | STD | New |  | 15.27 | KG | [6 empty] | SHOP | RACK PRINCIPAL | 349746 | [7 empty] | 303.4486 | FALSE | 303.4486
PIPE, SEAMLESS, PE, SCH 160, B36.10, A106 Gr. B | ASTM A106 Gr. B |  |  |  | 1/2"-1-1/2" | PIPE, SEAMLESS | D | 3/4" | 3/4"-QUI-D-702-N |  | TYPE=PIPE |  | PL |  |  |  |  | mm | 26.67 | 0.75 | 49540.9955 | 1398.9369 | 637.335 |  | 10S | New |  | 2.9 | KG | [6 empty] | SHOP | RACK PRINCIPAL | 349748 | [8 empty] | FALSE | 1749.6572
PIPE, SEAMLESS, PE, SCH 160, B36.10, A106 Gr. B | ASTM A106 Gr. B |  |  |  | 1/2"-1-1/2" | PIPE, SEAMLESS | D | 3/4" | 3/4"-QUI-D-702-N |  | TYPE=PIPE |  | PL |  |  |  |  | mm | 26.67 | 0.75 | 29963.5586 | 1398.9369 | 637.335 |  | 10S | New |  | 2.9 | KG | [6 empty] | SHOP | RACK PRINCIPAL | 349749 | [8 empty] | FALSE | 1138.4082
PIPE, SEAMLESS, PE, SCH 160, B36.10, A106 Gr. B | ASTM A106 Gr. B |  |  |  | 1/2"-1-1/2" | PIPE, SEAMLESS | D | 3/4" | 3/4"-QUI-D-704-N |  | TYPE=PIPE |  | PL |  |  |  |  | mm | 26.67 | 0.75 | 49628.9955 | 1310.9369 | 637.335 |  | 10S | New |  | 2.9 | KG | [6 empty] | SHOP | RACK PRINCIPAL | 349750 | [7 empty] | 1837.6572 | FALSE | 1837.6572
PIPE, SEAMLESS, PE, SCH 160, B36.10, A106 Gr. B | ASTM A106 Gr. B |  |  |  | 1/2"-1-1/2" | PIPE, SEAMLESS | D | 3/4" | 3/4"-QUI-D-704-N |  | TYPE=PIPE |  | PL |  |  |  |  | mm | 26.67 | 0.75 | 29875.5586 | 1310.9369 | 637.335 |  | 10S | New |  | 2.9 | KG | [6 empty] | SHOP | RACK PRINCIPAL | 349751 | [8 empty] | FALSE | 1067.8337
PIPE, SEAMLESS, PE, SCH 160, B36.10, A106 Gr. B | ASTM A106 Gr. B |  |  |  | 1/2"-1-1/2" | PIPE, SEAMLESS | B | 1 1/2" | 1 1/2"-FG-B-309-N |  | TYPE=PIPE |  | PL |  |  |  |  | mm | 48.26 | 1.5 | 51100.1664 | 2083.6022 | 536.0505 |  | 10S | New |  | 7.25 | KG | [6 empty] | SHOP | RACK PRINCIPAL | 349753 | [7 empty] | 406.1705 | FALSE | 406.1705
PIPE, SEAMLESS, BE, SCH 40, B36.10, A106 Gr. B | API 5L Gr. B |  |  |  | 2"-24" | PIPE, SEAMLESS | B | 6" | 6"-FH-B-325-N |  | TYPE=PIPE |  | PL |  |  |  |  | mm | 168.275 | 6 | 202316.3916 | 84051.2135 | 2884.5968 |  | STD | New |  | 28.26 | KG | [6 empty] | SHOP | RACK PRINCIPAL | 349754 | [7 empty] | 200 | FALSE | 200
PIPE, SEAMLESS, BE, SCH 40, B36.10, A106 Gr. B | API 5L Gr. B |  |  |  | 2"-24" | PIPE, SEAMLESS | B | 6" | 6"-FH-B-325-N |  | TYPE=PIPE |  | PL |  |  |  |  | mm | 168.275 | 6 | 200646.7433 | 82381.5652 | 2879.6776 |  | STD | New |  | 28.26 | KG | [6 empty] | SHOP | RACK PRINCIPAL | 349755 | [7 empty] | 200 | FALSE | 200
PIPE, SEAMLESS, BE, SCH 40, B36.10, A106 Gr. B | API 5L Gr. B |  |  |  | 2"-24" | PIPE, SEAMLESS | B | 6" | 6"-FH-B-325-N |  | TYPE=PIPE |  | PL |  |  |  |  | mm | 168.275 | 6 | 201287.736 | 82699.2687 | 2879.6776 |  | STD | New |  | 28.26 | KG | [6 empty] | SHOP | RACK PRINCIPAL | 349756 | [7 empty] | 1454.7431 | FALSE | 1454.7431
PIPE, SEAMLESS, PE, SCH 160, B36.10, A106 Gr. B | ASTM A106 Gr. B |  |  |  | 1/2"-1-1/2" | PIPE, SEAMLESS | B | 3/4" | 3/4"-FG-B-322-N |  | TYPE=PIPE |  | PL |  |  |  |  | mm | 26.67 | 0.75 | 178831.2008 | 61400.5126 | 2744.7842 |  | 10S | New |  | 2.9 | KG | [6 empty] | SHOP | RACK PRINCIPAL | 349763 | [7 empty] | 6000.013 | FALSE | 6000.013
PIPE, SEAMLESS, PE, SCH 160, B36.10, A106 Gr. B | ASTM A106 Gr. B |  |  |  | 1/2"-1-1/2" | PIPE, SEAMLESS | B | 3/4" | 3/4"-FG-B-322-N |  | TYPE=PIPE |  | PL |  |  |  |  | mm | 26.67 | 0.75 | 177069.4618 | 61391.5324 | 2741.1062 |  | 10S | New |  | 2.9 | KG | [6 empty] | SHOP | RACK PRINCIPAL | 349764 | [7 empty] | 1740.0626 | FALSE | 1740.0626
PIPE, SCH 80, PE, B36.1, A-106 GR.B | ASTM A106 |  |  |  | PIPE, SEAMLESS, 80, 1/2" ND, PE, ASTM A106 | PIPE, SEAMLESS | A1A2 | 1/2" | 1/2"-IA-A1-902-N |  | TYPE=PIPE |  | PL |  |  |  |  | mm | 21.336 | 0.5 | 178835.5693 | 61319.9073 | 2742.1258 |  | 80 | New |  |  | KG | [6 empty] | SHOP | RACK PRINCIPAL | 349765 | [8 empty] | TRUE | 6000.013
PIPE, SCH 80, PE, B36.1, A-106 GR.B | ASTM A106 |  |  |  | PIPE, SEAMLESS, 80, 1/2" ND, PE, ASTM A106 | PIPE, SEAMLESS | A1A2 | 1/2" | 1/2"-IA-A1-902-N |  | TYPE=PIPE |  | PL |  |  |  |  | mm | 21.336 | 0.5 | 177180.4201 | 61311.5324 | 2738.6703 |  | 80 | New |  |  | KG | [6 empty] | SHOP | RACK PRINCIPAL | 349766 | [8 empty] | TRUE | 1634.9338
PIPE, SCH 80, PE, B36.1, A-106 GR.B | ASTM A106 |  |  |  | PIPE, SEAMLESS, 80, 1/2" ND, PE, ASTM A106 | PIPE, SEAMLESS | A1A2 | 1/2" | 1/2"-IA-A1-902-N |  | TYPE=PIPE |  | PL |  |  |  |  | mm | 21.336 | 0.5 | 197293.8247 | 79778.2291 | 2776.7909 |  | 80 | New |  |  | KG | [6 empty] | SHOP | RACK PRINCIPAL | 349767 | [8 empty] | TRUE | 2293.5012
PIPE, SCH 80, PE, B36.1, A-106 GR.B | ASTM A106 |  |  |  | PIPE, SEAMLESS, 80, 3/4" ND, PE, ASTM A106 | PIPE, SEAMLESS | A1A2 | 3/4" | 3/4"-FG-B-322-N |  | TYPE=PIPE |  | PL |  |  |  |  | mm | 26.67 | 0.75 | 191608.0565 | 74177.4143 | 2782.4284 |  | 80 | New |  |  | KG | [6 empty] | SHOP | RACK PRINCIPAL | 349768 | [7 empty] | 6000.013 | TRUE | 6000.013
PIPE, SCH 80, PE, B36.1, A-106 GR.B | ASTM A106 |  |  |  | PIPE, SEAMLESS, 80, 1/2" ND, PE, ASTM A106 | PIPE, SEAMLESS | A1A2 | 1/2" | 1/2"-IA-A1-902-N |  | TYPE=PIPE |  | PL |  |  |  |  | mm | 21.336 | 0.5 | 183095.0385 | 65579.3918 | 2754.6754 |  | 80 | New |  |  | KG | [6 empty] | SHOP | RACK PRINCIPAL | 349769 | [8 empty] | TRUE | 6000.013
PIPE, SCH 80, PE, B36.1, A-106 GR.B | ASTM A106 |  |  |  | PIPE, SEAMLESS, 80, 1/2" ND, PE, ASTM A106 | PIPE, SEAMLESS | A1A2 | 1/2" | 1/2"-IA-A1-902-N |  | TYPE=PIPE |  | PL |  |  |  |  | mm | 21.336 | 0.5 | 191613.9768 | 74098.3608 | 2779.7746 |  | 80 | New |  |  | KG | [6 empty] | SHOP | RACK PRINCIPAL | 349770 | [7 empty] | 6000.013 | TRUE | 6000.013
PIPE, SCH 80, PE, B36.1, A-106 GR.B | ASTM A106 |  |  |  | PIPE, SEAMLESS, 80, 3/4" ND, PE, ASTM A106 | PIPE, SEAMLESS | A1A2 | 3/4" | 3/4"-FG-B-322-N |  | TYPE=PIPE |  | PL |  |  |  |  | mm | 26.67 | 0.75 | 187349.1046 | 69918.4471 | 2769.8803 |  | 80 | New |  |  | KG | [6 empty] | SHOP | RACK PRINCIPAL | 349771 | [7 empty] | 6000.013 | TRUE | 6000.013
PIPE, SCH 80, PE, B36.1, A-106 GR.B | ASTM A106 |  |  |  | PIPE, SEAMLESS, 80, 1/2" ND, PE, ASTM A106 | PIPE, SEAMLESS | A1A2 | 1/2" | 1/2"-IA-A1-902-N |  | TYPE=PIPE |  | PL |  |  |  |  | mm | 21.336 | 0.5 | 197311.1751 | 79795.5795 | 463.6178 |  | 80 | New |  |  | KG | [6 empty] | SHOP | RACK PRINCIPAL | 349772 | [7 empty] | 573.0566 | TRUE | 573.0566
PIPE, SCH 80, PE, B36.1, A-106 GR.B | ASTM A106 |  |  |  | PIPE, SEAMLESS, 80, 1/2" ND, PE, ASTM A106 | PIPE, SEAMLESS | A1A2 | 1/2" | 1/2"-IA-A1-902-N |  | TYPE=PIPE |  | PL |  |  |  |  | mm | 21.336 | 0.5 | 195873.446 | 78357.8453 | 2792.3241 |  | 80 | New |  |  | KG | [6 empty] | SHOP | RACK PRINCIPAL | 349773 | [8 empty] | TRUE | 1988.9677
PIPE, SCH 80, PE, B36.1, A-106 GR.B | ASTM A106 |  |  |  | PIPE, SEAMLESS, 80, 3/4" ND, PE, ASTM A106 | PIPE, SEAMLESS | A1A2 | 3/4" | 3/4"-FG-B-322-N |  | TYPE=PIPE |  | PL |  |  |  |  | mm | 26.67 | 0.75 | 183090.1527 | 65659.4798 | 2757.3323 |  | 80 | New |  |  | KG | [6 empty] | SHOP | RACK PRINCIPAL | 349774 | [7 empty] | 6000.013 | TRUE | 6000.013
PIPE, SCH 80, PE, B36.1, A-106 GR.B | ASTM A106 |  |  |  | PIPE, SEAMLESS, 80, 1/2" ND, PE, ASTM A106 | PIPE, SEAMLESS | A1A2 | 1/2" | 1/2"-IA-A1-902-N |  | TYPE=PIPE |  | PL |  |  |  |  | mm | 21.336 | 0.5 | 187354.5077 | 69838.8763 | 2767.225 |  | 80 | New |  |  | KG | [6 empty] | SHOP | RACK PRINCIPAL | 349775 | [8 empty] | TRUE | 6000.013
PIPE, SEAMLESS, PE, SCH 160, B36.10, A106 Gr. B | ASTM A106 Gr. B |  |  |  | 1/2"-1-1/2" | PIPE, SEAMLESS | B | 3/4" | 3/4"-FG-B-324-N |  | TYPE=PIPE |  | PL |  |  |  |  | mm | 26.67 | 0.75 | 199005.1558 | 81493.7431 | 2785.4737 |  | 10S | New |  | 2.9 | KG | [6 empty] | SHOP | RACK PRINCIPAL | 349776 | [7 empty] | 2298.2524 | FALSE | 2298.2524
PIPE, SCH 80, PE, B36.1, A-106 GR.B | ASTM A106 |  |  |  | PIPE, SEAMLESS, 80, 3/4" ND, PE, ASTM A106 | PIPE, SEAMLESS | A1A2 | 3/4" | 3/4"-FG-B-322-N |  | TYPE=PIPE |  | PL |  |  |  |  | mm | 26.67 | 0.75 | 197251.3407 | 79820.7188 | 2774.8158 |  | 80 | New |  |  | KG | [6 empty] | SHOP | RACK PRINCIPAL | 349777 | [7 empty] | 2284.1936 | TRUE | 2284.1936
PIPE, SEAMLESS, PE, SCH 160, B36.10, A106 Gr. B | ASTM A106 Gr. B |  |  |  | 1/2"-1-1/2" | PIPE, SEAMLESS | B | 3/4" | 3/4"-FG-B-324-N |  | TYPE=PIPE |  | PL |  |  |  |  | mm | 26.67 | 0.75 | 199018.5979 | 81507.1855 | 2804.5634 |  | 10S | New |  | 2.9 | KG | [6 empty] | SHOP | RACK PRINCIPAL | 349778 | [7 empty] | 1660.3329 | FALSE | 1660.3329
PIPE, SCH 80, PE, B36.1, A-106 GR.B | ASTM A106 |  |  |  | PIPE, SEAMLESS, 80, 3/4" ND, PE, ASTM A106 | PIPE, SEAMLESS | A1A2 | 3/4" | 3/4"-FG-B-322-N |  | TYPE=PIPE |  | PL |  |  |  |  | mm | 26.67 | 0.75 | 195867.0084 | 78436.3815 | 2794.9765 |  | 80 | New |  |  | KG | [6 empty] | SHOP | RACK PRINCIPAL | 349779 | [7 empty] | 1933.4595 | TRUE | 1933.4595
PIPE, SEAMLESS, PE, SCH 160, B36.10, A106 Gr. B | ASTM A106 Gr. B |  |  |  | 1/2"-1-1/2" | PIPE, SEAMLESS | B | 3/4" | 3/4"-FG-B-324-N |  | TYPE=PIPE |  | PL |  |  |  |  | mm | 26.67 | 0.75 | 198995.1146 | 81483.6709 | 468.1367 |  | 10S | New |  | 2.9 | KG | [6 empty] | SHOP | RACK PRINCIPAL | 349780 | [7 empty] | 238.2255 | FALSE | 238.2255
PIPE, SEAMLESS, PE, SCH 160, B36.10, A106 Gr. B | ASTM A106 Gr. B |  |  |  | 1/2"-1-1/2" | PIPE, SEAMLESS | B | 3/4" | 3/4"-FG-B-324-N |  | TYPE=PIPE |  | PL |  |  |  |  | mm | 26.67 | 0.75 | 208792.9737 | 91281.5964 | 2833.3614 |  | 10S | New |  | 2.9 | KG | [6 empty] | SHOP | RACK PRINCIPAL | 349781 | [7 empty] | 6000.013 | FALSE | 6000.013
PIPE, SEAMLESS, PE, SCH 160, B36.10, A106 Gr. B | ASTM A106 Gr. B |  |  |  | 1/2"-1-1/2" | PIPE, SEAMLESS | B | 3/4" | 3/4"-FG-B-324-N |  | TYPE=PIPE |  | PL |  |  |  |  | mm | 26.67 | 0.75 | 200289.7668 | 82778.3589 | 2808.3086 |  | 10S | New |  | 2.9 | KG | [6 empty] | SHOP | RACK PRINCIPAL | 349782 | [7 empty] | 6000.013 | FALSE | 6000.013
PIPE, SEAMLESS, PE, SCH 160, B36.10, A106 Gr. B | ASTM A106 Gr. B |  |  |  | 1/2"-1-1/2" | PIPE, SEAMLESS | B | 3/4" | 3/4"-FG-B-323-N |  | TYPE=PIPE |  | PL |  |  |  |  | mm | 26.67 | 0.75 | 201952.9137 | 84565.9629 | 2813.392 |  | 10S | New |  | 2.9 | KG | [6 empty] | SHOP | RACK PRINCIPAL | 349783 | [7 empty] | 6000.013 | FALSE | 6000.013
PIPE, SEAMLESS, PE, SCH 160, B36.10, A106 Gr. B | ASTM A106 Gr. B |  |  |  | 1/2"-1-1/2" | PIPE, SEAMLESS | B | 3/4" | 3/4"-FG-B-324-N |  | TYPE=PIPE |  | PL |  |  |  |  | mm | 26.67 | 0.75 | 204541.3801 | 87029.9875 | 2820.8351 |  | 10S | New |  | 2.9 | KG | [6 empty] | SHOP | RACK PRINCIPAL | 349784 | [7 empty] | 5999.9852 | FALSE | 5999.9852
PIPE, SEAMLESS, PE, SCH 160, B36.10, A106 Gr. B | ASTM A106 Gr. B |  |  |  | 1/2"-1-1/2" | PIPE, SEAMLESS | B | 3/4" | 3/4"-FG-B-324-N |  | TYPE=PIPE |  | PL |  |  |  |  | mm | 26.67 | 0.75 | 221547.8135 | 104036.4821 | 2870.9408 |  | 10S | New |  | 2.9 | KG | [6 empty] | SHOP | RACK PRINCIPAL | 349785 | [7 empty] | 5636.3501 | FALSE | 5636.3501
PIPE, SEAMLESS, PE, SCH 160, B36.10, A106 Gr. B | ASTM A106 Gr. B |  |  |  | 1/2"-1-1/2" | PIPE, SEAMLESS | B | 3/4" | 3/4"-FG-B-324-N |  | TYPE=PIPE |  | PL |  |  |  |  | mm | 26.67 | 0.75 | 217296.2003 | 99784.8535 | 2858.4143 |  | 10S | New |  | 2.9 | KG | [6 empty] | SHOP | RACK PRINCIPAL | 349786 | [7 empty] | 6000.013 | FALSE | 6000.013
PIPE, SCH 80, PE, B36.1, A-106 GR.B | ASTM A106 |  |  |  | PIPE, SEAMLESS, 80, 3/4" ND, PE, ASTM A106 | PIPE, SEAMLESS | A1A2 | 3/4" | 3/4"-FG-B-322-N |  | TYPE=PIPE |  | PL |  |  |  |  | mm | 26.67 | 0.75 | 197550.4429 | 80119.821 | 466.3913 |  | 80 | New |  |  | KG | [6 empty] | SHOP | RACK PRINCIPAL | 349787 | [7 empty] | 174.6421 | TRUE | 174.6421
PIPE, SEAMLESS, PE, SCH 160, B36.10, A106 Gr. B | ASTM A106 Gr. B |  |  |  | 1/2"-1-1/2" | PIPE, SEAMLESS | B | 3/4" | 3/4"-FG-B-323-N |  | TYPE=PIPE |  | PL |  |  |  |  | mm | 26.67 | 0.75 | 210456.1403 | 93069.22 | 2838.4449 |  | 10S | New |  | 2.9 | KG | [6 empty] | SHOP | RACK PRINCIPAL | 349788 | [7 empty] | 5999.9852 | FALSE | 5999.9852
PIPE, SEAMLESS, PE, SCH 160, B36.10, A106 Gr. B | ASTM A106 Gr. B |  |  |  | 1/2"-1-1/2" | PIPE, SEAMLESS | B | 3/4" | 3/4"-FG-B-323-N |  | TYPE=PIPE |  | PL |  |  |  |  | mm | 26.67 | 0.75 | 223210.9605 | 105824.0861 | 2876.0242 |  | 10S | New |  | 2.9 | KG | [6 empty] | SHOP | RACK PRINCIPAL | 349789 | [7 empty] | 3196.2953 | FALSE | 3196.2953
PIPE, SEAMLESS, PE, SCH 160, B36.10, A106 Gr. B | ASTM A106 Gr. B |  |  |  | 1/2"-1-1/2" | PIPE, SEAMLESS | B | 3/4" | 3/4"-FG-B-324-N |  | TYPE=PIPE |  | PL |  |  |  |  | mm | 26.67 | 0.75 | 213044.587 | 95533.225 | 2845.8879 |  | 10S | New |  | 2.9 | KG | [6 empty] | SHOP | RACK PRINCIPAL | 349790 | [7 empty] | 6000.013 | FALSE | 6000.013
PIPE, SEAMLESS, PE, SCH 160, B36.10, A106 Gr. B | ASTM A106 Gr. B |  |  |  | 1/2"-1-1/2" | PIPE, SEAMLESS | B | 3/4" | 3/4"-FG-B-323-N |  | TYPE=PIPE |  | PL |  |  |  |  | mm | 26.67 | 0.75 | 214707.7339 | 97320.8289 | 2850.9713 |  | 10S | New |  | 2.9 | KG | [6 empty] | SHOP | RACK PRINCIPAL | 349791 | [7 empty] | 6000.013 | FALSE | 6000.013
PIPE, SEAMLESS, PE, SCH 160, B36.10, A106 Gr. B | ASTM A106 Gr. B |  |  |  | 1/2"-1-1/2" | PIPE, SEAMLESS | B | 3/4" | 3/4"-FG-B-323-N |  | TYPE=PIPE |  | PL |  |  |  |  | mm | 26.67 | 0.75 | 218959.3472 | 101572.4575 | 2863.4978 |  | 10S | New |  | 2.9 | KG | [6 empty] | SHOP | RACK PRINCIPAL | 349792 | [7 empty] | 6000.013 | FALSE | 6000.013
PIPE, SEAMLESS, PE, SCH 160, B36.10, A106 Gr. B | ASTM A106 Gr. B |  |  |  | 1/2"-1-1/2" | PIPE, SEAMLESS | B | 3/4" | 3/4"-FG-B-323-N |  | TYPE=PIPE |  | PL |  |  |  |  | mm | 26.67 | 0.75 | 206204.527 | 88817.5914 | 2825.9185 |  | 10S | New |  | 2.9 | KG | [6 empty] | SHOP | RACK PRINCIPAL | 349793 | [7 empty] | 6000.013 | FALSE | 6000.013
PIPE, SEAMLESS, BE, SCH 160, B36.10, A106 Gr. B | ASTM A106 Gr. B |  |  |  | PIPE BE 160 | PIPE, SEAMLESS | E | 2" | 3"-MUL-E-005-N |  | TYPE=PIPE |  | PL |  |  |  |  | mm | 60.325 | 2 | 21400.3672 | 4128.9366 | 759.8131 |  | 10S | New |  | 11.11 | KG | [6 empty] | SHOP | RACK PRINCIPAL | 349795 | [7 empty] | 294.44 | FALSE | 294.44
PIPE, SEAMLESS, BE, SCH 40, B36.10, A106 Gr. B | API 5L Gr. B |  |  |  | 2"-24" | PIPE, SEAMLESS | B | 6" | 6"-FH-B-325-N |  | TYPE=PIPE |  | PL |  |  |  |  | mm | 168.275 | 6 | 200303.446 | 82522.9868 | 2879.3802 |  | STD | New |  | 28.26 | KG | [6 empty] | SHOP | RACK PRINCIPAL | 349796 | [7 empty] | 30079.1218 | FALSE | 30079.1218
PIPE, SEAMLESS, BE, SCH 40, B36.10, A106 Gr. B | API 5L Gr. B |  |  |  | 2"-24" | PIPE, SEAMLESS | B | 6" | 6"-FH-B-325-N |  | TYPE=PIPE |  | PL |  |  |  |  | mm | 168.275 | 6 | 202174.97 | 84394.5108 | 2884.8942 |  | STD | New |  | 28.26 | KG | [6 empty] | SHOP | RACK PRINCIPAL | 349797 | [7 empty] | 33222.5119 | FALSE | 33222.5119
PIPE, SEAMLESS, PE, SCH 160, B36.10, A106 Gr. B | ASTM A106 Gr. B |  |  |  | 1/2"-1-1/2" | PIPE, SEAMLESS | B | 3/4" | 3/4"-FG-B-323-N |  | TYPE=PIPE |  | PL |  |  |  |  | mm | 26.67 | 0.75 | 197771.5815 | 80287.085 | 2801.2653 |  | 10S | New |  | 2.9 | KG | [6 empty] | SHOP | RACK PRINCIPAL | 349798 | [7 empty] | 50.0114 | FALSE | 50.0114
PIPE, SEAMLESS, PE, SCH 160, B36.10, A106 Gr. B | ASTM A106 Gr. B |  |  |  | 1/2"-1-1/2" | PIPE, SEAMLESS | B | 3/4" | 3/4"-FG-B-323-N |  | TYPE=PIPE |  | PL |  |  |  |  | mm | 26.67 | 0.75 | 197785.0519 | 80273.6146 | 995.3741 |  | 10S | New |  | 2.9 | KG | [6 empty] | SHOP | RACK PRINCIPAL | 349799 | [7 empty] | 1786.8413 | FALSE | 1786.8413
PIPE, SEAMLESS, PE, SCH 160, B36.10, A106 Gr. B | ASTM A106 Gr. B |  |  |  | 1/2"-1-1/2" | PIPE, SEAMLESS | B | 3/4" | 3/4"-FG-B-323-N |  | TYPE=PIPE |  | PL |  |  |  |  | mm | 26.67 | 0.75 | 197736.218 | 80349.3891 | 2801.3065 |  | 10S | New |  | 2.9 | KG | [6 empty] | SHOP | RACK PRINCIPAL | 349801 | [7 empty] | 5950.5343 | FALSE | 5950.5343
PIPE, SEAMLESS, PE, SCH 160, B36.10, A106 Gr. B | ASTM A106 Gr. B |  |  |  | 1/2"-1-1/2" | PIPE, SEAMLESS | B | 3/4" | 3/4"-FG-B-322-N |  | TYPE=PIPE |  | PL |  |  |  |  | mm | 26.67 | 0.75 | 197530.399 | 80099.777 | 466.3913 |  | 10S | New |  | 2.9 | KG | [6 empty] | SHOP | RACK PRINCIPAL | 349802 | [7 empty] | 369.6286 | FALSE | 369.6286
PIPE, SEAMLESS, PE, SCH 160, B36.10, A106 Gr. B | ASTM A106 Gr. B |  |  |  | 1/2"-1-1/2" | PIPE, SEAMLESS | B | 3/4" | 3/4"-FG-B-322-N |  | TYPE=PIPE |  | PL |  |  |  |  | mm | 26.67 | 0.75 | 51313.6664 | 2083.6022 | 290.6301 |  | 10S | New |  | 2.9 | KG | [6 empty] | SHOP | RACK PRINCIPAL | 349803 | [7 empty] | 160.7501 | FALSE | 160.7501
PIPE, SCH 80, PE, B36.1, A-106 GR.B | ASTM A106 |  |  |  | PIPE, SEAMLESS, 80, 1/2" ND, PE, ASTM A106 | PIPE, SEAMLESS | A1A2 | 1/2" | 1/2"-IA-A1-902-N |  | TYPE=PIPE |  | PL |  |  |  |  | mm | 21.336 | 0.5 | 51310.1394 | 1979.6022 | 275.5309 |  | 80 | New |  |  | KG | [6 empty] | SHOP | RACK PRINCIPAL | 349804 | [7 empty] | 153.9364 | TRUE | 153.9364
PIPE, SEAMLESS, BE, SCH 40, B36.10, A106 Gr. B | API 5L Gr. B |  |  |  | 2"-24" | PIPE, SEAMLESS | B | 6" | 6"-FH-B-325-N |  | TYPE=PIPE |  | PL |  |  |  |  | mm | 168.275 | 6 | 57330.7398 | 10592.7199 | 2457.1615 |  | STD | New |  | 28.26 | KG | [6 empty] | SHOP | RACK PRINCIPAL | 349805 | [8 empty] | FALSE | 1488.4375
PIPE, SEAMLESS, BE, SCH 40, B36.10, A106 Gr. B | API 5L Gr. B |  |  |  | 2"-24" | PIPE, SEAMLESS | B | 2" | 3/4"-FG-B-322-N |  | TYPE=PIPE |  | PL |  |  |  |  | mm | 60.325 | 2 | 56192.8122 | 8916.5943 | 417.2996 |  | STD | New |  | 5.44 | KG | [6 empty] | SHOP | RACK PRINCIPAL | 349808 | [7 empty] | 995.0131 | FALSE | 995.0131
PIPE, SEAMLESS, BE, SCH 40, B36.10, A106 Gr. B | API 5L Gr. B |  |  |  | 2"-24" | PIPE, SEAMLESS | B | 2" | 3/4"-FG-B-322-N |  | TYPE=PIPE |  | PL |  |  |  |  | mm | 60.325 | 2 | 57003.3648 | 8916.5943 | 1685.8092 |  | STD | New |  | 5.44 | KG | [6 empty] | SHOP | RACK PRINCIPAL | 349809 | [7 empty] | 184.4604 | FALSE | 184.4604
PIPE, SEAMLESS, BE, SCH 40, B36.10, A106 Gr. B | API 5L Gr. B |  |  |  | 2"-24" | PIPE, SEAMLESS | B | 4" | 3/4"-FG-B-322-N |  | TYPE=PIPE |  | PL |  |  |  |  | mm | 114.3 | 4 | 57283.0752 | 8916.5943 | 317.2996 |  | STD | New |  | 16.08 | KG | [6 empty] | SHOP | RACK PRINCIPAL | 349810 | [7 empty] | 1468.5096 | FALSE | 1468.5096
PIPE, SEAMLESS, PE, SCH 160, B36.10, A106 Gr. B | ASTM A106 Gr. B |  |  |  | 1/2"-1-1/2" | PIPE, SEAMLESS | B | 1/2" | 3/4"-FG-B-322-N |  | TYPE=PIPE |  | PL |  |  |  |  | mm | 21.336 | 0.5 | 57283.0752 | 8916.5943 | 237.9246 |  | 10S | New |  | 1.95 | KG | [6 empty] | SHOP | RACK PRINCIPAL | 349811 | [7 empty] | 75 | FALSE | 75
PIPE, SEAMLESS, PE, SCH 160, B36.10, A106 Gr. B | ASTM A106 Gr. B |  |  |  | 1/2"-1-1/2" | PIPE, SEAMLESS | B | 1/2" | 3/4"-FG-B-322-N |  | TYPE=PIPE |  | PL |  |  |  |  | mm | 21.336 | 0.5 | 57283.0752 | 8916.5943 | 1865.1842 |  | 10S | New |  | 1.95 | KG | [6 empty] | SHOP | RACK PRINCIPAL | 349813 | [7 empty] | 75 | FALSE | 75
PIPE, SEAMLESS, BE, SCH 80, B36.10, A106 Gr B | API 5L Gr. B |  |  |  | 3"-8" | PIPE, SEAMLESS | D | 3" | 3"-MUL-D-009-N |  | TYPE=PIPE |  | PL |  |  |  |  | mm | 88.9 | 3 | 24828.8296 | 1581.6022 | 645.5131 |  | STD | New |  | 15.27 | KG | [6 empty] | SHOP | RACK PRINCIPAL | 349818 | [7 empty] | 365.8111 | FALSE | 365.8111
PIPE, SEAMLESS, BE, SCH 80, B36.10, A106 Gr B | API 5L Gr. B |  |  |  | 3"-8" | PIPE, SEAMLESS | D | 3" | 3"-MUL-D-008-N |  | TYPE=PIPE |  | PL |  |  |  |  | mm | 88.9 | 3 | 22028.8297 | 1800.6022 | 645.5131 |  | STD | New |  | 15.27 | KG | [6 empty] | SHOP | RACK PRINCIPAL | 349819 | [7 empty] | 365.8111 | FALSE | 365.8111
PIPE, SEAMLESS, BE, SCH 80, B36.10, A106 Gr B | API 5L Gr. B |  |  |  | 3"-8" | PIPE, SEAMLESS | D | 4" | 4"-MUL-D-014-N |  | TYPE=PIPE |  | PL |  |  |  |  | mm | 114.3 | 4 | 24933.4776 | 1581.6022 | 181.15 |  | STD | New |  | 22.32 | KG | [6 empty] | SHOP | RACK PRINCIPAL | 349822 | [8 empty] | FALSE | 24408.002
PIPE, SEAMLESS, BE, SCH 40, B36.10, A106 Gr. B | API 5L Gr. B |  |  |  | 2"-24" | PIPE, SEAMLESS | B | 6" | 6"-FH-B-619-N |  | TYPE=PIPE |  | PL |  |  |  |  | mm | 168.275 | 6 | 56116.6122 | 4626.3543 | 1651.4 |  | STD | New |  | 28.26 | KG | [6 empty] | SHOP | RACK PRINCIPAL | 349824 | [7 empty] | 2819.5916 | FALSE | 2819.5916
PIPE, SEAMLESS, BE, SCH 160, B36.10, A106 Gr. B | ASTM A106 Gr. B |  |  |  | PIPE BE 160 | PIPE, SEAMLESS | E | 3" | 3"-MUL-E-005-N |  | TYPE=PIPE |  | PL |  |  |  |  | mm | 88.9 | 3 | 21782.7672 | 5697.177 | 759.8131 |  | 10S | New |  | 21.35 | KG | [6 empty] | SHOP | RACK PRINCIPAL | 349830 | [7 empty] | 150 | FALSE | 150
PIPE, SEAMLESS, BE, SCH 160, B36.10, A106 Gr. B | ASTM A106 Gr. B |  |  |  | PIPE BE 160 | PIPE, SEAMLESS | E | 3" | 3"-MUL-E-006-N |  | TYPE=PIPE |  | PL |  |  |  |  | mm | 88.9 | 3 | 24582.7671 | 5697.177 | 759.8131 |  | 10S | New |  | 21.35 | KG | [6 empty] | SHOP | RACK PRINCIPAL | 349831 | [8 empty] | FALSE | 150
PIPE, SEAMLESS, PE, SCH 160, B36.10, A106 Gr. B | ASTM A106 Gr. B |  |  |  | 1/2"-1-1/2" | PIPE, SEAMLESS | B | 1/2" | 3"-LIH-B-440-N |  | TYPE=PIPE |  | PL |  |  |  |  | mm | 21.336 | 0.5 | 82260.6817 | 59838.388 | 121.45 |  | 10S | New |  | 1.95 | KG | [6 empty] | SHOP | RACK PRINCIPAL | 349837 | [7 empty] | 37.7 | FALSE | 37.7
PIPE, SEAMLESS, BE, SCH 40, B36.10, A106 Gr. B | API 5L Gr. B |  |  |  | 2"-24" | PIPE, SEAMLESS | B | 3" | 3"-LIH-B-426-N |  | TYPE=PIPE |  | PL |  |  |  |  | mm | 88.9 | 3 | 81128.5294 | 57498.5009 | 178.6 |  | STD | New |  | 11.29 | KG | [6 empty] | SHOP | RACK PRINCIPAL | 349838 | [7 empty] | 2254.035 | FALSE | 2254.035
PIPE, SEAMLESS, BE, SCH 40, B36.10, A106 Gr. B | API 5L Gr. B |  |  |  | 2"-24" | PIPE, SEAMLESS | B | 3" | 3"-LIH-B-440-N |  | TYPE=PIPE |  | PL |  |  |  |  | mm | 88.9 | 3 | 81721.1804 | 59838.388 | 178.6 |  | STD | New |  | 11.29 | KG | [6 empty] | SHOP | RACK PRINCIPAL | 349839 | [7 empty] | 159.0984 | FALSE | 159.0984
PIPE, SEAMLESS, BE, SCH 40, B36.10, A106 Gr. B | API 5L Gr. B |  |  |  | 2"-24" | PIPE, SEAMLESS | B | 3" | 3"-LIH-B-440-N |  | TYPE=PIPE |  | PL |  |  |  |  | mm | 88.9 | 3 | 82360.6817 | 59838.388 | 178.6 |  | STD | New |  | 11.29 | KG | [6 empty] | SHOP | RACK PRINCIPAL | 349840 | [7 empty] | 200 | FALSE | 200
PIPE, SEAMLESS, BE, SCH 40, B36.10, A106 Gr. B | API 5L Gr. B |  |  |  | 2"-24" | PIPE, SEAMLESS | B | 3" | 3"-LIH-B-426-N |  | TYPE=PIPE |  | PL |  |  |  |  | mm | 88.9 | 3 | 81128.5294 | 60752.536 | 178.6 |  | STD | New |  | 11.29 | KG | [6 empty] | SHOP | RACK PRINCIPAL | 349842 | [7 empty] | 828.296 | FALSE | 828.296
PIPE, SEAMLESS, PE, SCH 160, B36.10, A106 Gr. B | ASTM A106 Gr. B |  |  |  | 1/2"-1-1/2" | PIPE, SEAMLESS | B | 1/2" | 3"-LIH-B-439-N |  | TYPE=PIPE |  | PL |  |  |  |  | mm | 21.336 | 0.5 | 82260.6817 | 60838.388 | 118.275 |  | 10S | New |  | 1.95 | KG | [6 empty] | SHOP | RACK PRINCIPAL | 349843 | [7 empty] | 34.525 | FALSE | 34.525
PIPE, SEAMLESS, PE, SCH 160, B36.10, A106 Gr. B | ASTM A106 Gr. B |  |  |  | 1/2"-1-1/2" | PIPE, SEAMLESS | B | 1/2" | 3"-LIH-B-439-N |  | TYPE=PIPE |  | PL |  |  |  |  | mm | 21.336 | 0.5 | 82260.6817 | 60822.64 | 68.002 |  | 10S | New |  | 1.95 | KG | [6 empty] | SHOP | RACK PRINCIPAL | 349844 | [7 empty] | 93.0123 | FALSE | 93.0123
PIPE, SEAMLESS, PE, SCH 160, B36.10, A106 Gr. B | ASTM A106 Gr. B |  |  |  | 1/2"-1-1/2" | PIPE, SEAMLESS | B | 1/2" | 3"-LIH-B-440-N |  | TYPE=PIPE |  | PL |  |  |  |  | mm | 21.336 | 0.5 | 82260.6817 | 59822.64 | 68.002 |  | 10S | New |  | 1.95 | KG | [6 empty] | SHOP | RACK PRINCIPAL | 349845 | [7 empty] | 93.0123 | FALSE | 93.0123
PIPE, SEAMLESS, BE, SCH 40, B36.10, A106 Gr. B | API 5L Gr. B |  |  |  | 2"-24" | PIPE, SEAMLESS | B | 3" | 3"-LIH-B-426-N |  | TYPE=PIPE |  | PL |  |  |  |  | mm | 88.9 | 3 | 83390.672 | 56202.6845 | 628.6 |  | STD | New |  | 11.29 | KG | [6 empty] | SHOP | RACK PRINCIPAL | 349847 | [7 empty] | 680.7167 | FALSE | 680.7167
PIPE, SEAMLESS, PE, SCH 160, B36.10, A106 Gr. B | ASTM A106 Gr. B |  |  |  | 1/2"-1-1/2" | PIPE, SEAMLESS | B | 1" | 1"-LIH-B-447-N |  | TYPE=PIPE |  | PL |  |  |  |  | mm | 33.401 | 1 | 83534.672 | 57232.3957 | 166.6558 |  | 10S | New |  | 4.24 | KG | [6 empty] | SHOP | RACK PRINCIPAL | 349848 | [7 empty] | 599.8201 | FALSE | 599.8201
PIPE, SEAMLESS, PE, SCH 160, B36.10, A106 Gr. B | ASTM A106 Gr. B |  |  |  | 1/2"-1-1/2" | PIPE, SEAMLESS | B | 1" | 1"-LIH-B-447-N |  | TYPE=PIPE |  | PL |  |  |  |  | mm | 33.401 | 1 | 83534.672 | 56188.3139 | 600.8505 |  | 10S | New |  | 4.24 | KG | [6 empty] | SHOP | RACK PRINCIPAL | 349849 | [7 empty] | 595.663 | FALSE | 595.663
PIPE, SEAMLESS, BE, SCH 40, B36.10, A106 Gr. B | API 5L Gr. B |  |  |  | 2"-24" | PIPE, SEAMLESS | B | 3" | 3"-LIH-B-426-N |  | TYPE=PIPE |  | PL |  |  |  |  | mm | 88.9 | 3 | 83390.672 | 57303.3786 | 259.4223 |  | STD | New |  | 11.29 | KG | [6 empty] | SHOP | RACK PRINCIPAL | 349850 | [7 empty] | 471.2964 | FALSE | 471.2964
PIPE, SEAMLESS, PE, SCH 160, B36.10, A106 Gr. B | ASTM A106 Gr. B |  |  |  | 1/2"-1-1/2" | PIPE, SEAMLESS | B | 1 1/2" | 3"-LIH-B-440-N |  | TYPE=PIPE |  | PL |  |  |  |  | mm | 48.26 | 1.5 | 82449.6808 | 59818.068 | 178.6 |  | 10S | New |  | 7.25 | KG | [6 empty] | SHOP | RACK PRINCIPAL | 349851 | [7 empty] | 150.6756 | FALSE | 150.6756
PIPE, SEAMLESS, BE, SCH 40, B36.10, A106 Gr. B | API 5L Gr. B |  |  |  | 2"-24" | PIPE, SEAMLESS | B | 2" | 2"-LIH-B-428-N |  | TYPE=PIPE |  | PL |  |  |  |  | mm | 60.325 | 2 | 82409.6413 | 60084.0815 | 603.747 |  | STD | New |  | 5.44 | KG | [6 empty] | SHOP | RACK PRINCIPAL | 349852 | [7 empty] | 441.4246 | FALSE | 441.4246
PIPE, SEAMLESS, PE, SCH 160, B36.10, A106 Gr. B | ASTM A106 Gr. B |  |  |  | 1/2"-1-1/2" | PIPE, SEAMLESS | B | 1" | 2"-LIH-B-428-N |  | TYPE=PIPE |  | PL |  |  |  |  | mm | 33.401 | 1 | 82710.7067 | 59818.068 | 359.8813 |  | 10S | New |  | 4.24 | KG | [6 empty] | SHOP | RACK PRINCIPAL | 349853 | [7 empty] | 91.6664 | FALSE | 91.6664
PIPE, SEAMLESS, PE, SCH 160, B36.10, A106 Gr. B | ASTM A106 Gr. B |  |  |  | 1/2"-1-1/2" | PIPE, SEAMLESS | B | 1/2" | 2"-LIH-B-428-N |  | TYPE=PIPE |  | PL |  |  |  |  | mm | 21.336 | 0.5 | 82071.0836 | 60084.0815 | 482.7095 |  | 10S | New |  | 1.95 | KG | [6 empty] | SHOP | RACK PRINCIPAL | 349854 | [7 empty] | 75 | FALSE | 75
PIPE, SEAMLESS, PE, SCH 160, B36.10, A106 Gr. B | ASTM A106 Gr. B |  |  |  | 1/2"-1-1/2" | PIPE, SEAMLESS | B | 1 1/2" | 3"-LIH-B-439-N |  | TYPE=PIPE |  | PL |  |  |  |  | mm | 48.26 | 1.5 | 82600.3564 | 60818.068 | 178.6 |  | 10S | New |  | 7.25 | KG | [6 empty] | SHOP | RACK PRINCIPAL | 349855 | [7 empty] | 150.6756 | FALSE | 150.6756
PIPE, SEAMLESS, PE, SCH 160, B36.10, A106 Gr. B | ASTM A106 Gr. B |  |  |  | 1/2"-1-1/2" | PIPE, SEAMLESS | B | 1" | 2"-LIH-B-449-N |  | TYPE=PIPE |  | PL |  |  |  |  | mm | 33.401 | 1 | 82710.7067 | 60818.068 | 451.5477 |  | 10S | New |  | 4.24 | KG | [6 empty] | SHOP | RACK PRINCIPAL | 349856 | [7 empty] | 91.6664 | FALSE | 91.6664
PIPE, SEAMLESS, PE, SCH 160, B36.10, A106 Gr. B | ASTM A106 Gr. B |  |  |  | 1/2"-1-1/2" | PIPE, SEAMLESS | B | 1" | 1"-DO-B-509-N |  | TYPE=PIPE |  | PL |  |  |  |  | mm | 33.401 | 1 | 83722.672 | 38513.384 | 140.7005 |  | 10S | New |  | 4.24 | KG | [6 empty] | SHOP | RACK PRINCIPAL | 349873 | [7 empty] | 4517.7951 | FALSE | 4517.7951
PIPE, SEAMLESS, BE, SCH 80, B36.10, A106 Gr B | API 5L Gr. B |  |  |  | 3"-8" | PIPE, SEAMLESS | D | 4" | 4"-PG-D-332-N |  | TYPE=PIPE |  | PL |  |  |  |  | mm | 114.3 | 4 | 86282.3338 | 13603.3283 | 376.249 |  | STD | New |  | 22.32 | KG | [6 empty] | SHOP | RACK PRINCIPAL | 349875 | [8 empty] | FALSE | 156.1768
PIPE, SEAMLESS, BE, SCH 160, B36.10, A106 Gr. B | ASTM A106 Gr. B |  |  |  | PIPE BE 160 | PIPE, SEAMLESS | E | 4" | 4"-MUL-K-001-N |  | TYPE=PIPE |  | PL |  |  |  |  | mm | 114.3 | 4 | 40091.447 | 59254.4938 | 861.6 |  | 10S | New |  | 33.54 | KG | [6 empty] | SHOP | RACK PRINCIPAL | 349886 | [8 empty] | FALSE | 2066.35
PIPE, SEAMLESS, PE, SCH 160, B36.10, A106 Gr. B | ASTM A106 Gr. B |  |  |  | 1/2"-1-1/2" | PIPE, SEAMLESS | B | 1" | 1"-R-B-615-N |  | TYPE=PIPE |  | PL |  |  |  |  | mm | 33.401 | 1 | 29389.6728 | 1424.1533 | 2180.8848 |  | 10S | New |  | 4.24 | KG | [6 empty] | SHOP | RACK PRINCIPAL | 349893 | [7 empty] | 3988.1609 | FALSE | 3988.1609
PIPE, SEAMLESS, PE, SCH 160, B36.10, A106 Gr. B | ASTM A106 Gr. B |  |  |  | 1/2"-1-1/2" | PIPE, SEAMLESS | B | 1/2" | 1/2"-LIH-B-405-HT |  | TYPE=PIPE |  | PL |  |  |  |  | mm | 21.336 | 0.5 | 49076.2349 | 2197.3502 | 350.416 |  | 10S | New |  | 1.95 | KG | [6 empty] | SHOP | RACK PRINCIPAL | 349897 | [7 empty] | 1698.7788 | FALSE | 1698.7788
PIPE, SEAMLESS, PE, SCH 160, B36.10, A106 Gr. B | ASTM A106 Gr. B |  |  |  | 1/2"-1-1/2" | PIPE, SEAMLESS | B | 1/2" | 1/2"-LIH-B-405-HT |  | TYPE=PIPE |  | PL |  |  |  |  | mm | 21.336 | 0.5 | 49075.9931 | 4239.4912 | 164.5756 |  | 10S | New |  | 1.95 | KG | [6 empty] | SHOP | RACK PRINCIPAL | 349898 | [7 empty] | 133.9327 | FALSE | 133.9327
PIPE, SEAMLESS, PE, SCH 160, B36.10, A106 Gr. B | ASTM A106 Gr. B |  |  |  | 1/2"-1-1/2" | PIPE, SEAMLESS | B | 1/2" | 1/2"-LIH-B-405-HT |  | TYPE=PIPE |  | PL |  |  |  |  | mm | 21.336 | 0.5 | 49076.2349 | 2181.6022 | 150.416 |  | 10S | New |  | 1.95 | KG | [6 empty] | SHOP | RACK PRINCIPAL | 349899 | [7 empty] | 184.252 | FALSE | 184.252
PIPE, SEAMLESS, PE, SCH 160, B36.10, A106 Gr. B | ASTM A106 Gr. B |  |  |  | 1/2"-1-1/2" | PIPE, SEAMLESS | B | 1" | 1"-DO-B-505-N |  | TYPE=PIPE |  | PL |  |  |  |  | mm | 33.401 | 1 | 49171.9992 | 3899.0157 | 356.4485 |  | 10S | New |  | 4.24 | KG | [6 empty] | SHOP | RACK PRINCIPAL | 349901 | [8 empty] | FALSE | 1689.1937
PIPE, SEAMLESS, PE, SCH 160, B36.10, A106 Gr. B | ASTM A106 Gr. B |  |  |  | 1/2"-1-1/2" | PIPE, SEAMLESS | B | 1" | 1"-DO-B-505-N |  | TYPE=PIPE |  | PL |  |  |  |  | mm | 33.401 | 1 | 49171.9992 | 4095.0547 | 174.6335 |  | 10S | New |  | 4.24 | KG | [6 empty] | SHOP | RACK PRINCIPAL | 349902 | [8 empty] | FALSE | 242.9012
PIPE, SEAMLESS, PE, SCH 160, B36.10, A106 Gr. B | ASTM A106 Gr. B |  |  |  | 1/2"-1-1/2" | PIPE, SEAMLESS | B | 1/2" | 1/2"-LIH-B-405-HT |  | TYPE=PIPE |  | PL |  |  |  |  | mm | 21.336 | 0.5 | 49075.9931 | 4086.4799 | 172.4783 |  | 10S | New |  | 1.95 | KG | [6 empty] | SHOP | RACK PRINCIPAL | 349904 | [7 empty] | 241.3425 | FALSE | 241.3425
PIPE, SCH 80, PE, B36.1, A-106 GR.B | ASTM A106 |  |  |  | PIPE, SEAMLESS, 80, 1/2" ND, PE, ASTM A106 | PIPE, SEAMLESS | A1A2 | 1/2" | 1/2"-PRW-A2-205-N |  | TYPE=PIPE |  | PL |  |  |  |  | mm | 21.336 | 0.5 | 49261.9992 | 4091.4702 | 166.9181 |  | 80 | New |  |  | KG | [6 empty] | SHOP | RACK PRINCIPAL | 349906 | [8 empty] | TRUE | 247.6612
PIPE, SCH 80, PE, B36.1, A-106 GR.B | ASTM A106 |  |  |  | PIPE, SEAMLESS, 80, 1/2" ND, PE, ASTM A106 | PIPE, SEAMLESS | A1A2 | 1/2" | 1/2"-PRW-A2-205-N |  | TYPE=PIPE |  | PL |  |  |  |  | mm | 21.336 | 0.5 | 49261.9992 | 3896.1284 | 350.416 |  | 80 | New |  |  | KG | [6 empty] | SHOP | RACK PRINCIPAL | 349907 | [8 empty] | TRUE | 1549.693
PIPE, SCH 80, PE, B36.1, A-106 GR.B | ASTM A106 |  |  |  | PIPE, SEAMLESS, 80, 1/2" ND, PE, ASTM A106 | PIPE, SEAMLESS | A1A2 | 1/2" | 1/2"-PRW-A2-205-N |  | TYPE=PIPE |  | PL |  |  |  |  | mm | 21.336 | 0.5 | 49261.9992 | 4412.4927 | 158.5431 |  | 80 | New |  |  | KG | [6 empty] | SHOP | RACK PRINCIPAL | 349908 | [7 empty] | 300.8034 | TRUE | 300.8034
PIPE, SEAMLESS, PE, SCH 160, B36.10, A106 Gr. B | ASTM A106 Gr. B |  |  |  | 1/2"-1-1/2" | PIPE, SEAMLESS | B | 1" | 1"-LIH-B-412-N |  | TYPE=PIPE |  | PL |  |  |  |  | mm | 33.401 | 1 | 49351.9917 | 4104.4232 | 168.601 |  | 10S | New |  | 4.24 | KG | [6 empty] | SHOP | RACK PRINCIPAL | 349909 | [8 empty] | FALSE | 242.9012
PIPE, SEAMLESS, PE, SCH 160, B36.10, A106 Gr. B | ASTM A106 Gr. B |  |  |  | 1/2"-1-1/2" | PIPE, SEAMLESS | B | 1" | 1"-LIH-B-412-N |  | TYPE=PIPE |  | PL |  |  |  |  | mm | 33.401 | 1 | 49351.9917 | 3908.3843 | 350.416 |  | 10S | New |  | 4.24 | KG | [6 empty] | SHOP | RACK PRINCIPAL | 349910 | [7 empty] | 1510.5623 | FALSE | 1510.5623
PIPE, SEAMLESS, PE, SCH 160, B36.10, A106 Gr. B | ASTM A106 Gr. B |  |  |  | PIPE BE 160 | PIPE, SEAMLESS | E | 1" | 1"-LIH-B-412-N |  | TYPE=PIPE |  | PL |  |  |  |  | mm | 33.401 | 1 | 49351.9917 | 4417.0772 | 158.5431 |  | 10S | New |  | 4.24 | KG | [6 empty] | SHOP | RACK PRINCIPAL | 349911 | [7 empty] | 288.372 | FALSE | 288.372
PIPE, SEAMLESS, PE, SCH 160, B36.10, A106 Gr. B | ASTM A106 Gr. B |  |  |  | 1/2"-1-1/2" | PIPE, SEAMLESS | B | 1 1/2" | 1 1/2"-LIH-B-421-N |  | TYPE=PIPE |  | PL |  |  |  |  | mm | 48.26 | 1.5 | 49200.4833 | 2375.47 | 148.13 |  | 10S | New |  | 7.25 | KG | [6 empty] | SHOP | RACK PRINCIPAL | 349913 | [7 empty] | 119.7584 | FALSE | 119.7584
PIPE, SEAMLESS, PE, SCH 160, B36.10, A106 Gr. B | ASTM A106 Gr. B |  |  |  | 1/2"-1-1/2" | PIPE, SEAMLESS | D | 3/4" | 3/4"-QUI-D-704-N |  | TYPE=PIPE |  | PL |  |  |  |  | mm | 26.67 | 0.75 | 49628.9955 | 3186.6941 | 353.083 |  | 10S | New |  | 2.9 | KG | [6 empty] | SHOP | RACK PRINCIPAL | 349914 | [8 empty] | FALSE | 712.8208
PIPE, SEAMLESS, PE, SCH 160, B36.10, A106 Gr. B | ASTM A106 Gr. B |  |  |  | 1/2"-1-1/2" | PIPE, SEAMLESS | D | 3/4" | 3/4"-QUI-D-702-N |  | TYPE=PIPE |  | PL |  |  |  |  | mm | 26.67 | 0.75 | 49540.9955 | 3186.6941 | 353.083 |  | 10S | New |  | 2.9 | KG | [6 empty] | SHOP | RACK PRINCIPAL | 349915 | [8 empty] | FALSE | 712.8208
PIPE, SEAMLESS, PE, SCH 160, B36.10, A106 Gr. B | ASTM A106 Gr. B |  |  |  | 1/2"-1-1/2" | PIPE, SEAMLESS | B | 1" | 1"-PG-B-311-HT |  | TYPE=PIPE |  | PL |  |  |  |  | mm | 33.401 | 1 | 49447.9955 | 4095.0547 | 174.6335 |  | 10S | New |  | 4.24 | KG | [6 empty] | SHOP | RACK PRINCIPAL | 349916 | [7 empty] | 242.9012 | FALSE | 242.9012
PIPE, SEAMLESS, PE, SCH 160, B36.10, A106 Gr. B | ASTM A106 Gr. B |  |  |  | 1/2"-1-1/2" | PIPE, SEAMLESS | B | 1" | 1"-PG-B-311-HT |  | TYPE=PIPE |  | PL |  |  |  |  | mm | 33.401 | 1 | 49447.9955 | 3899.0157 | 356.4485 |  | 10S | New |  | 4.24 | KG | [6 empty] | SHOP | RACK PRINCIPAL | 349917 | [7 empty] | 709.0196 | FALSE | 709.0196
PIPE, SEAMLESS, PE, SCH 160, B36.10, A106 Gr. B | ASTM A106 Gr. B |  |  |  | 1/2"-1-1/2" | PIPE, SEAMLESS | B | 1" | 1"-PG-B-311-HT |  | TYPE=PIPE |  | PL |  |  |  |  | mm | 33.401 | 1 | 49447.9955 | 3167.6441 | 334.0965 |  | 10S | New |  | 4.24 | KG | [6 empty] | SHOP | RACK PRINCIPAL | 349918 | [7 empty] | 171.044 | FALSE | 171.044
PIPE, SEAMLESS, PE, SCH 160, B36.10, A106 Gr. B | ASTM A106 Gr. B |  |  |  | 1/2"-1-1/2" | PIPE, SEAMLESS | D | 3/4" | 3/4"-QUI-D-702-N |  | TYPE=PIPE |  | PL |  |  |  |  | mm | 26.67 | 0.75 | 49540.9955 | 3167.6441 | 618.285 |  | 10S | New |  | 2.9 | KG | [6 empty] | SHOP | RACK PRINCIPAL | 349919 | [8 empty] | FALSE | 246.152
PIPE, SEAMLESS, PE, SCH 160, B36.10, A106 Gr. B | ASTM A106 Gr. B |  |  |  | 1/2"-1-1/2" | PIPE, SEAMLESS | D | 3/4" | 3/4"-QUI-D-704-N |  | TYPE=PIPE |  | PL |  |  |  |  | mm | 26.67 | 0.75 | 49628.9955 | 4095.1075 | 170.1904 |  | 10S | New |  | 2.9 | KG | [6 empty] | SHOP | RACK PRINCIPAL | 349920 | [8 empty] | FALSE | 245.9492
PIPE, SEAMLESS, PE, SCH 160, B36.10, A106 Gr. B | ASTM A106 Gr. B |  |  |  | 1/2"-1-1/2" | PIPE, SEAMLESS | D | 3/4" | 3/4"-QUI-D-704-N |  | TYPE=PIPE |  | PL |  |  |  |  | mm | 26.67 | 0.75 | 49628.9955 | 4116.7877 | 161.2101 |  | 10S | New |  | 2.9 | KG | [6 empty] | SHOP | RACK PRINCIPAL | 349921 | [7 empty] | 291.848 | FALSE | 291.848
PIPE, SEAMLESS, PE, SCH 160, B36.10, A106 Gr. B | ASTM A106 Gr. B |  |  |  | 1/2"-1-1/2" | PIPE, SEAMLESS | D | 3/4" | 3/4"-QUI-D-702-N |  | TYPE=PIPE |  | PL |  |  |  |  | mm | 26.67 | 0.75 | 49540.9955 | 4095.1075 | 170.1904 |  | 10S | New |  | 2.9 | KG | [6 empty] | SHOP | RACK PRINCIPAL | 349922 | [8 empty] | FALSE | 245.9492
PIPE, SEAMLESS, PE, SCH 160, B36.10, A106 Gr. B | ASTM A106 Gr. B |  |  |  | 1/2"-1-1/2" | PIPE, SEAMLESS | D | 3/4" | 3/4"-QUI-D-704-N |  | TYPE=PIPE |  | PL |  |  |  |  | mm | 26.67 | 0.75 | 49628.9955 | 3167.6441 | 618.285 |  | 10S | New |  | 2.9 | KG | [6 empty] | SHOP | RACK PRINCIPAL | 349923 | [7 empty] | 246.152 | FALSE | 246.152
PIPE, SEAMLESS, PE, SCH 160, B36.10, A106 Gr. B | ASTM A106 Gr. B |  |  |  | 1/2"-1-1/2" | PIPE, SEAMLESS | B | 1" | 1"-PG-B-311-HT |  | TYPE=PIPE |  | PL |  |  |  |  | mm | 33.401 | 1 | 49447.9955 | 4422.8089 | 164.5756 |  | 10S | New |  | 4.24 | KG | [6 empty] | SHOP | RACK PRINCIPAL | 349924 | [7 empty] | 303.4723 | FALSE | 303.4723
PIPE, SEAMLESS, PE, SCH 160, B36.10, A106 Gr. B | ASTM A106 Gr. B |  |  |  | 1/2"-1-1/2" | PIPE, SEAMLESS | D | 3/4" | 3/4"-QUI-D-702-N |  | TYPE=PIPE |  | PL |  |  |  |  | mm | 26.67 | 0.75 | 49540.9955 | 4116.7877 | 161.2101 |  | 10S | New |  | 2.9 | KG | [6 empty] | SHOP | RACK PRINCIPAL | 349925 | [7 empty] | 291.848 | FALSE | 291.848
PIPE, SEAMLESS, BE, SCH 40, B36.10, A106 Gr. B | API 5L Gr. B |  |  |  | 2"-24" | PIPE, SEAMLESS | B | 6" | 6"-R-B-617-N |  | TYPE=PIPE |  | PL |  |  |  |  | mm | 168.275 | 6 | 48944.0883 | 4318.0157 | 3125.1411 |  | STD | New |  | 28.26 | KG | [6 empty] | SHOP | RACK PRINCIPAL | 349927 | [7 empty] | 2687.6144 | FALSE | 2687.6144
PIPE, SEAMLESS, BE, SCH 80, B36.10, A106 Gr B | API 5L Gr. B |  |  |  | 3"-8" | PIPE, SEAMLESS | D | 3" | 3"-MUL-D-015-N |  | TYPE=PIPE |  | PL |  |  |  |  | mm | 88.9 | 3 | 49445.8804 | 4203.7149 | 2219.0962 |  | STD | New |  | 15.27 | KG | [6 empty] | SHOP | RACK PRINCIPAL | 349928 | [8 empty] | FALSE | 622.4026
PIPE, SEAMLESS, BE, SCH 80, B36.10, A106 Gr B | API 5L Gr. B |  |  |  | 3"-8" | PIPE, SEAMLESS | D | 3" | 3"-MUL-D-013-N |  | TYPE=PIPE |  | PL |  |  |  |  | mm | 88.9 | 3 | 49158.5254 | 4203.7158 | 2219.5674 |  | STD | New |  | 15.27 | KG | [6 empty] | SHOP | RACK PRINCIPAL | 349929 | [8 empty] | FALSE | 780.4328
PIPE, SEAMLESS, BE, SCH 80, B36.10, A106 Gr B | API 5L Gr. B |  |  |  | 3"-8" | PIPE, SEAMLESS | D | 3" | 3"-MUL-D-013-N |  | TYPE=PIPE |  | PL |  |  |  |  | mm | 88.9 | 3 | 49158.5254 | 4085.0339 | 1042.3789 |  | STD | New |  | 15.27 | KG | [6 empty] | SHOP | RACK PRINCIPAL | 349931 | [7 empty] | 1372.4031 | FALSE | 1372.4031
PIPE, SEAMLESS, BE, SCH 80, B36.10, A106 Gr B | API 5L Gr. B |  |  |  | 3"-8" | PIPE, SEAMLESS | D | 4" | 4"-PG-D-314-N |  | TYPE=PIPE |  | PL |  |  |  |  | mm | 114.3 | 4 | 50125.95 | 1874.5995 | 255.1473 |  | STD | New |  | 22.32 | KG | [6 empty] | SHOP | RACK PRINCIPAL | 349932 | [8 empty] | FALSE | 659.8515
PIPE, SEAMLESS, BE, SCH 80, B36.10, A106 Gr B | API 5L Gr. B |  |  |  | 3"-8" | PIPE, SEAMLESS | D | 4" | 4"-PG-D-314-N |  | TYPE=PIPE |  | PL |  |  |  |  | mm | 114.3 | 4 | 59477.1683 | 1800.6022 | 181.15 |  | STD | New |  | 22.32 | KG | [6 empty] | SHOP | RACK PRINCIPAL | 349933 | [7 empty] | 9246.5702 | FALSE | 9246.5702
PIPE, SEAMLESS, BE, SCH 80, B36.10, A106 Gr B | API 5L Gr. B |  |  |  | 3"-8" | PIPE, SEAMLESS | D | 3" | 3"-MUL-D-015-N |  | TYPE=PIPE |  | PL |  |  |  |  | mm | 88.9 | 3 | 49445.8804 | 4089.4149 | 1042.3789 |  | STD | New |  | 15.27 | KG | [6 empty] | SHOP | RACK PRINCIPAL | 349934 | [7 empty] | 1595.7841 | FALSE | 1595.7841
PIPE, SEAMLESS, BE, SCH 80, B36.10, A106 Gr B | API 5L Gr. B |  |  |  | 3"-8" | PIPE, SEAMLESS | D | 4" | 4"-PG-D-314-N |  | TYPE=PIPE |  | PL |  |  |  |  | mm | 114.3 | 4 | 50125.95 | 3994.1566 | 1055.104 |  | STD | New |  | 22.32 | KG | [6 empty] | SHOP | RACK PRINCIPAL | 349935 | [8 empty] | FALSE | 1256.1008
PIPE, SEAMLESS, BE, SCH 80, B36.10, A106 Gr B | API 5L Gr. B |  |  |  | 3"-8" | PIPE, SEAMLESS | D | 4" | 4"-PG-D-332-N |  | TYPE=PIPE |  | PL |  |  |  |  | mm | 114.3 | 4 | 86466.7647 | 13707.9763 | 191.818 |  | STD | New |  | 22.32 | KG | [6 empty] | SHOP | RACK PRINCIPAL | 357412 | [7 empty] | 46427.1666 | FALSE | 46427.1666
PIPE, SEAMLESS, BE, SCH 40, B36.10, A106 Gr. B | API 5L Gr. B |  |  |  | 2"-24" | PIPE, SEAMLESS | B | 6" | 6"-FH-B-618-N |  | TYPE=PIPE |  | PL |  |  |  |  | mm | 168.275 | 6 | 55973.8642 | 1401.8013 | 1961.1113 |  | STD | New |  | 28.26 | KG | [6 empty] | SHOP | RACK PRINCIPAL | 357578 | [7 empty] | 5661.4986 | FALSE | 5661.4986
PIPE, SEAMLESS, BE, SCH 40, B36.10, A106 Gr. B | API 5L Gr. B |  |  |  | 2"-24" | PIPE, SEAMLESS | B | 6" | 6"-PG-B-336-N |  | TYPE=PIPE |  | PL |  |  |  |  | mm | 168.275 | 6 | 56259.3602 | 1401.8013 | 1961.1113 |  | STD | New |  | 28.26 | KG | [6 empty] | SHOP | RACK PRINCIPAL | 357592 | [7 empty] | 3365.651 | FALSE | 3365.651
PIPE, SEAMLESS, BE, SCH 40, B36.10, A106 Gr. B | API 5L Gr. B |  |  |  | 2"-24" | PIPE, SEAMLESS | B | 6" | 6"-PG-B-336-N |  | TYPE=PIPE |  | PL |  |  |  |  | mm | 168.275 | 6 | 59853.6024 | 1630.4008 | 1969.0756 |  | STD | New |  | 28.26 | KG | [6 empty] | SHOP | RACK PRINCIPAL | 357705 | [7 empty] | 8437.7351 | FALSE | 8437.7351
PIPE, SEAMLESS, BE, SCH 40, B36.10, A106 Gr. B | API 5L Gr. B |  |  |  | 2"-24" | PIPE, SEAMLESS | B | 6" | 6"-FH-B-619-N |  | TYPE=PIPE |  | PL |  |  |  |  | mm | 168.275 | 6 | 56116.6122 | 1644.1608 | 1718.7519 |  | STD | New |  | 28.26 | KG | [6 empty] | SHOP | RACK PRINCIPAL | 357875 | [7 empty] | 200 | FALSE | 200
PIPE, SEAMLESS, PE, SCH 160, B36.10, A106 Gr. B | ASTM A106 Gr. B |  |  |  | 1/2"-1-1/2" | PIPE, SEAMLESS | D | 1" | 1"-PG-B-316-N |  | TYPE=PIPE |  | PL |  |  |  |  | mm | 33.401 | 1 | 2213.7289 | 348.4815 | 3101.6857 |  | 10S | New |  | 4.24 | KG | [6 empty] | SHOP | SKID GAS | 358112 | [7 empty] | 755.7838 | FALSE | 755.7838
PIPE, SEAMLESS, PE, SCH 160, B36.10, A106 Gr. B | ASTM A106 Gr. B |  |  |  | 1/2"-1-1/2" | PIPE, SEAMLESS | D | 1" | 1"-PG-B-316-N |  | TYPE=PIPE |  | PL |  |  |  |  | mm | 33.401 | 1 | 1427.7445 | 348.4815 | 3101.6857 |  | 10S | New |  | 4.24 | KG | [6 empty] | SHOP | SKID GAS | 358120 | [7 empty] | 88.0924 | FALSE | 88.0924
PIPE, SEAMLESS, PE, SCH 160, B36.10, A106 Gr. B | ASTM A106 Gr. B |  |  |  | 1/2"-1-1/2" | PIPE, SEAMLESS | D | 2" | 2-PG-B-331-N |  | TYPE=PIPE |  | PL |  |  |  |  | mm | 60.325 | 2 | 495.8026 | 12960.2093 | 3902.5282 |  | 10S | New |  | 11.11 | KG | [6 empty] | SHOP | SKID GAS | 358175 | [8 empty] | FALSE | 339.5998
PIPE, SEAMLESS, PE, SCH 160, B36.10, A106 Gr. B | ASTM A106 Gr. B |  |  |  | 1/2"-1-1/2" | PIPE, SEAMLESS | D | 2" | 2-PG-B-331-N |  | TYPE=PIPE |  | PL |  |  |  |  | mm | 60.325 | 2 | 80.0028 | 12576.9167 | 3902.5282 |  | 10S | New |  | 11.11 | KG | [6 empty] | SHOP | SKID GAS | 358199 | [8 empty] | FALSE | 307.0926
PIPE, SEAMLESS, BE, SCH 40, B36.10, A106 Gr. B | API 5L Gr. B |  |  |  | 2"-24" | PIPE, SEAMLESS | B | 6" | 6"-FH-B-618-N |  | TYPE=PIPE |  | PL |  |  |  |  | mm | 168.275 | 6 | 49690.066 | 1401.8013 | 1963.4352 |  | STD | New |  | 28.26 | KG | [6 empty] | SHOP | RACK PRINCIPAL | 358213 | [8 empty] | FALSE | 33327.7215
PIPE, SEAMLESS, BE, SCH 40, B36.10, A106 Gr. B | API 5L Gr. B |  |  |  | 2"-24" | PIPE, SEAMLESS | B | 6" | 6"-R-B-617-N |  | TYPE=PIPE |  | PL |  |  |  |  | mm | 168.275 | 6 | 49105.7329 | 1401.8013 | 2963.4965 |  | STD | New |  | 28.26 | KG | [6 empty] | SHOP | RACK PRINCIPAL | 358227 | [7 empty] | 997.697 | FALSE | 997.697
PIPE, SEAMLESS, BE, SCH 40, B36.10, A106 Gr. B | API 5L Gr. B |  |  |  | 2"-24" | PIPE, SEAMLESS | B | 4" | 6"-PG-B-336-N |  | TYPE=PIPE |  | PL |  |  |  |  | mm | 114.3 | 4 | 72125.2335 | 10449.1161 | 2663.9746 |  | STD | New |  | 16.08 | KG | [6 empty] | SHOP | RACK PRINCIPAL | 358271 | [7 empty] | 1130.5376 | FALSE | 1130.5376
PIPE, SEAMLESS, BE, SCH 40, B36.10, A106 Gr. B | API 5L Gr. B |  |  |  | 2"-24" | PIPE, SEAMLESS | B | 4" | 6"-PG-B-336-N |  | TYPE=PIPE |  | PL |  |  |  |  | mm | 114.3 | 4 | 72128.5259 | 11732.0489 | 2511.5746 |  | STD | New |  | 16.08 | KG | [6 empty] | SHOP | RACK PRINCIPAL | 358281 | [7 empty] | 1920.9766 | FALSE | 1920.9766
PIPE, SEAMLESS, BE, SCH 40, B36.10, A106 Gr. B | API 5L Gr. B |  |  |  | 2"-24" | PIPE, SEAMLESS | B | 6" | 6"-R-B-617-N |  | TYPE=PIPE |  | PL |  |  |  |  | mm | 168.275 | 6 | 80.0028 | 1924.6621 | 3175.1411 |  | STD | New |  | 28.26 | KG | [6 empty] | SHOP | SKID GAS | 358989 | [8 empty] | FALSE | 1835.7612
PIPE, SCH 80, PE, B36.1, A-106 GR.B | ASTM A106 |  |  |  | PIPE, SEAMLESS, 80, 1/2" ND, PE, ASTM A106 | PIPE, SEAMLESS | A1A2 | 1/2" | 1/2"-IA-A1-902-N |  | TYPE=PIPE |  | PL |  |  |  |  | mm | 21.336 | 0.5 | 51329.8574 | 1979.6022 | 295.2489 |  | 80 | New |  |  | KG | [6 empty] | SHOP | RACK PRINCIPAL | 359004 | [7 empty] | 310.1286 | TRUE | 310.1286
PIPE, SCH 80, PE, B36.1, A-106 GR.B | ASTM A106 |  |  |  | PIPE, SEAMLESS, 80, 1/2" ND, PE, ASTM A106 | PIPE, SEAMLESS | A1A2 | 1/2" | 1/2"-IA-A1-902-N |  | TYPE=PIPE |  | PL |  |  |  |  | mm | 21.336 | 0.5 | 51659.7041 | 1979.6022 | 275.5309 |  | 80 | New |  |  | KG | [6 empty] | SHOP | RACK PRINCIPAL | 359028 | [7 empty] | 171.1449 | TRUE | 171.1449
PIPE, SCH 80, PE, B36.1, A-106 GR.B | ASTM A106 |  |  |  | PIPE, SEAMLESS, 80, 1/2" ND, PE, ASTM A106 | PIPE, SEAMLESS | A1A2 | 1/2" | 1/2"-IA-A1-902-N |  | TYPE=PIPE |  | PL |  |  |  |  | mm | 21.336 | 0.5 | 58759.6158 | 1979.6022 | 84.668 |  | 80 | New |  |  | KG | [6 empty] | SHOP | RACK PRINCIPAL | 359038 | [7 empty] | 7080.1937 | TRUE | 7080.1937
PIPE, SEAMLESS, PE, SCH 160, B36.10, A106 Gr. B | ASTM A106 Gr. B |  |  |  | 1/2"-1-1/2" | PIPE, SEAMLESS | B | 3/4" | 3/4"-FG-B-322-N |  | TYPE=PIPE |  | PL |  |  |  |  | mm | 26.67 | 0.75 | 51652.8429 | 2083.6022 | 87.335 |  | 10S | New |  | 2.9 | KG | [6 empty] | SHOP | RACK PRINCIPAL | 359095 | [7 empty] | 6000 | FALSE | 6000
PIPE, SEAMLESS, PE, SCH 160, B36.10, A106 Gr. B | ASTM A106 Gr. B |  |  |  | 1/2"-1-1/2" | PIPE, SEAMLESS | B | 3/4" | 3/4"-FG-B-322-N |  | TYPE=PIPE |  | PL |  |  |  |  | mm | 26.67 | 0.75 | 57665.5429 | 2083.6022 | 87.335 |  | 10S | New |  | 2.9 | KG | [6 empty] | SHOP | RACK PRINCIPAL | 359112 | [7 empty] | 1691.9753 | FALSE | 1691.9753
PIPE, SEAMLESS, PE, SCH 160, B36.10, A106 Gr. B | ASTM A106 Gr. B |  |  |  | 1/2"-1-1/2" | PIPE, SEAMLESS | B | 1 1/2" | 1 1/2"-FG-B-309-N |  | TYPE=PIPE |  | PL |  |  |  |  | mm | 48.26 | 1.5 | 51100.1664 | 4418.5621 | 3482.4687 |  | 10S | New |  | 7.25 | KG | [6 empty] | SHOP | RACK PRINCIPAL | 359127 | [7 empty] | 135.6559 | FALSE | 135.6559
PIPE, SEAMLESS, BE, SCH 40, B36.10, A106 Gr. B | API 5L Gr. B |  |  |  | 2"-24" | PIPE, SEAMLESS | B | 6" | 6"-R-B-617-N |  | TYPE=PIPE |  | PL |  |  |  |  | mm | 168.275 | 6 | 80.0028 | 3006.1974 | 3175.1411 |  | STD | New |  | 28.26 | KG | [6 empty] | SHOP | SKID GAS | 359338 | [7 empty] | 5927.7601 | FALSE | 5927.7601
PIPE, SEAMLESS, BE, SCH 40, B36.10, A106 Gr. B | API 5L Gr. B |  |  |  | 2"-24" | PIPE, SEAMLESS | B | 6" | 6"-R-B-617-N |  | TYPE=PIPE |  | PL |  |  |  |  | mm | 168.275 | 6 | 80.0028 | 9532.0787 | 3175.141 |  | STD | New |  | 28.26 | KG | [6 empty] | SHOP | SKID GAS | 359372 | [8 empty] | FALSE | 312.6252
PIPE, SEAMLESS, BE, SCH 40, B36.10, A106 Gr. B | API 5L Gr. B |  |  |  | 2"-24" | PIPE, SEAMLESS | B | 6" | 6"-R-B-617-N |  | TYPE=PIPE |  | PL |  |  |  |  | mm | 168.275 | 6 | 80.0028 | 9817.5747 | 3175.141 |  | STD | New |  | 28.26 | KG | [6 empty] | SHOP | SKID GAS | 359396 | [8 empty] | FALSE | 293.904
PIPE, SEAMLESS, BE, SCH 40, B36.10, A106 Gr. B | API 5L Gr. B |  |  |  | 2"-24" | PIPE, SEAMLESS | B | 6" | 6"-R-B-617-N |  | TYPE=PIPE |  | PL |  |  |  |  | mm | 168.275 | 6 | 80.0028 | 10396.9747 | 3175.141 |  | STD | New |  | 28.26 | KG | [6 empty] | SHOP | SKID GAS | 359421 | [8 empty] | FALSE | 940.9319
PIPE, SEAMLESS, BE, SCH 40, B36.10, A106 Gr. B | API 5L Gr. B |  |  |  | 2"-24" | PIPE, SEAMLESS | B | 3" | 3-PG-B-333-N |  | TYPE=PIPE |  | PL |  |  |  |  | mm | 88.9 | 3 | 80.0028 | 11480.6546 | 3788.2282 |  | STD | New |  | 11.29 | KG | [6 empty] | SHOP | SKID GAS | 359457 | [8 empty] | FALSE | 489.1351
PIPE, SEAMLESS, BE, SCH 40, B36.10, A106 Gr. B | API 5L Gr. B |  |  |  | 2"-24" | PIPE, SEAMLESS | B | 3" | 3-PG-B-333-N |  | TYPE=PIPE |  | PL |  |  |  |  | mm | 88.9 | 3 | 80.0028 | 12025.8605 | 3902.5282 |  | STD | New |  | 11.29 | KG | [6 empty] | SHOP | SKID GAS | 359477 | [8 empty] | FALSE | 430.9059
PIPE, SEAMLESS, PE, SCH 160, B36.10, A106 Gr. B | ASTM A106 Gr. B |  |  |  | 1/2"-1-1/2" | PIPE, SEAMLESS | B | 1" | 1"-LIH-B-447-N |  | TYPE=PIPE |  | PL |  |  |  |  | mm | 33.401 | 1 | 80978.5294 | 59018.4569 | 603.747 |  | 10S | New |  | 4.24 | KG | [6 empty] | SHOP | RACK PRINCIPAL | 359789 | [7 empty] | 792.4726 | FALSE | 792.4726
PIPE, SEAMLESS, BE, SCH 40, B36.10, A106 Gr. B | API 5L Gr. B |  |  |  | 2"-24" | PIPE, SEAMLESS | B | 2" | 2"-LIH-B-428-N |  | TYPE=PIPE |  | PL |  |  |  |  | mm | 60.325 | 2 | 81399.1343 | 60084.0815 | 581.4285 |  | STD | New |  | 5.44 | KG | [6 empty] | SHOP | RACK PRINCIPAL | 360042 | [7 empty] | 538.4233 | FALSE | 538.4233
PIPE, SEAMLESS, BE, SCH 40, B36.10, A106 Gr. B | API 5L Gr. B |  |  |  | 2"-24" | PIPE, SEAMLESS | B | 2" | 2"-LIH-B-449-N |  | TYPE=PIPE |  | PL |  |  |  |  | mm | 60.325 | 2 | 82409.6413 | 61084.0815 | 603.747 |  | STD | New |  | 5.44 | KG | [6 empty] | SHOP | RACK PRINCIPAL | 360107 | [7 empty] | 441.4246 | FALSE | 441.4246
PIPE, SEAMLESS, PE, SCH 160, B36.10, A106 Gr. B | ASTM A106 Gr. B |  |  |  | 1/2"-1-1/2" | PIPE, SEAMLESS | B | 1" | 1"-LIH-B-451-N |  | TYPE=PIPE |  | PL |  |  |  |  | mm | 33.401 | 1 | 82245.376 | 61033.2815 | 603.747 |  | 10S | New |  | 4.24 | KG | [6 empty] | SHOP | RACK PRINCIPAL | 360195 | [7 empty] | 177.648 | FALSE | 177.648
PIPE, SEAMLESS, PE, SCH 160, B36.10, A106 Gr. B | ASTM A106 Gr. B |  |  |  | 1/2"-1-1/2" | PIPE, SEAMLESS | B | 1" | 1"-LIH-B-450-N |  | TYPE=PIPE |  | PL |  |  |  |  | mm | 33.401 | 1 | 82238.3019 | 60033.2815 | 603.747 |  | 10S | New |  | 4.24 | KG | [6 empty] | SHOP | RACK PRINCIPAL | 360250 | [7 empty] | 177.648 | FALSE | 177.648
PIPE, SEAMLESS, PE, SCH 160, B36.10, A106 Gr. B | ASTM A106 Gr. B |  |  |  | 1/2"-1-1/2" | PIPE, SEAMLESS | B | 1" | 1"-LIH-B-447-N |  | TYPE=PIPE |  | PL |  |  |  |  | mm | 33.401 | 1 | 80978.5294 | 59855.6335 | 603.747 |  | 10S | New |  | 4.24 | KG | [6 empty] | SHOP | RACK PRINCIPAL | 360258 | [7 empty] | 955.296 | FALSE | 955.296
PIPE, SEAMLESS, PE, SCH 160, B36.10, A106 Gr. B | ASTM A106 Gr. B |  |  |  | 1/2"-1-1/2" | PIPE, SEAMLESS | B | 1" | 1"-LIH-B-447-N |  | TYPE=PIPE |  | PL |  |  |  |  | mm | 33.401 | 1 | 80978.5294 | 59018.4569 | 150.8505 |  | 10S | New |  | 4.24 | KG | [6 empty] | SHOP | RACK PRINCIPAL | 360515 | [7 empty] | 498.522 | FALSE | 498.522
PIPE, SEAMLESS, PE, SCH 160, B36.10, A106 Gr. B | ASTM A106 Gr. B |  |  |  | 1/2"-1-1/2" | PIPE, SEAMLESS | B | 1" | 1"-LIH-B-447-N |  | TYPE=PIPE |  | PL |  |  |  |  | mm | 33.401 | 1 | 80978.5294 | 58996.1049 | 173.2025 |  | 10S | New |  | 4.24 | KG | [6 empty] | SHOP | RACK PRINCIPAL | 360535 | [7 empty] | 408.1925 | FALSE | 408.1925
PIPE, SEAMLESS, BE, SCH 80, B36.10, A106 Gr B | API 5L Gr. B |  |  |  | 3"-8" | PIPE, SEAMLESS | D | 4" | 4"-PG-D-313-HT |  | TYPE=PIPE |  | PL |  |  |  |  | mm | 114.3 | 4 | 2905.761 | 1095.1502 | 354.8352 |  | STD | New |  | 22.32 | KG | [6 empty] | SHOP | SKID GAS | 362474 | [7 empty] | 445.1067 | FALSE | 445.1067
PIPE, SEAMLESS, BE, SCH 80, B36.10, A106 Gr B | API 5L Gr. B |  |  |  | 3"-8" | PIPE, SEAMLESS | D | 4" | 4"-PG-D-326-HT |  | TYPE=PIPE |  | PL |  |  |  |  | mm | 114.3 | 4 | 2900.4806 | 299.7752 | 354.8352 |  | STD | New |  | 22.32 | KG | [6 empty] | SHOP | SKID GAS | 362543 | [7 empty] | 816.3504 | FALSE | 816.3504
PIPE, SEAMLESS, BE, SCH 80, B36.10, A106 Gr B | API 5L Gr. B |  |  |  | 3"-8" | PIPE, SEAMLESS | D | 4" | 4"-PG-D-313-HT |  | TYPE=PIPE |  | PL |  |  |  |  | mm | 114.3 | 4 | 2483.26 | 1517.6512 | 507.2352 |  | STD | New |  | 22.32 | KG | [6 empty] | SHOP | SKID GAS | 362561 | [8 empty] | FALSE | 481.9708
PIPE, SEAMLESS, BE, SCH 80, B36.10, A106 Gr B | API 5L Gr. B |  |  |  | 3"-8" | PIPE, SEAMLESS | D | 4" | 4"-PG-D-313-HT |  | TYPE=PIPE |  | PL |  |  |  |  | mm | 114.3 | 4 | 2375.4969 | 1625.4143 | 1141.606 |  | STD | New |  | 22.32 | KG | [6 empty] | SHOP | SKID GAS | 362606 | [7 empty] | 283.3016 | FALSE | 283.3016
PIPE, SEAMLESS, BE, SCH 80, B36.10, A106 Gr B | API 5L Gr. B |  |  |  | 3"-8" | PIPE, SEAMLESS | D | 4" | 4"-PG-D-312-N |  | TYPE=PIPE |  | PL |  |  |  |  | mm | 114.3 | 4 | 2185.0149 | 1460.21 | 2605.3077 |  | STD | New |  | 22.32 | KG | [6 empty] | SHOP | SKID GAS | 362718 | [7 empty] | 295.8764 | FALSE | 295.8764
PIPE, SEAMLESS, BE, SCH 80, B36.10, A106 Gr B | API 5L Gr. B |  |  |  | 3"-8" | PIPE, SEAMLESS | D | 4" | 4"-PG-D-312-N |  | TYPE=PIPE |  | PL |  |  |  |  | mm | 114.3 | 4 | 3010.8839 | 1612.61 | 2157.0313 |  | STD | New |  | 22.32 | KG | [6 empty] | SHOP | SKID GAS | 362738 | [7 empty] | 10655.5524 | FALSE | 10655.5524
PIPE, SEAMLESS, PE, SCH 160, B36.10, A106 Gr. B | ASTM A106 Gr. B |  |  |  | 1/2"-1-1/2" | PIPE, SEAMLESS | D | 1/2" | 4"-PG-D-312-N |  | TYPE=PIPE |  | PL |  |  |  |  | mm | 21.336 | 0.5 | 3010.8839 | 10518.6417 | 2009.0063 |  | 10S | New |  | 1.95 | KG | [6 empty] | SHOP | SKID GAS | 362766 | [7 empty] | 75.0983 | FALSE | 75.0983
PIPE, SEAMLESS, PE, SCH 160, B36.10, A106 Gr. B | ASTM A106 Gr. B |  |  |  | 1/2"-1-1/2" | PIPE, SEAMLESS | B | 1/2" | 1/2"-DO-B-507-N |  | TYPE=PIPE |  | PL |  |  |  |  | mm | 21.336 | 0.5 | 1209.3405 | 10011.1735 | 214.5756 |  | 10S | New |  | 1.95 | KG | [6 empty] | SHOP | SKID GAS | 362987 | [7 empty] | 2492.7398 | FALSE | 2492.7398
PIPE, SEAMLESS, PE, SCH 160, B36.10, A106 Gr. B | ASTM A106 Gr. B |  |  |  | 1/2"-1-1/2" | PIPE, SEAMLESS | D | 1/2" | 4"-PG-D-307-N |  | TYPE=PIPE |  | PL |  |  |  |  | mm | 21.336 | 0.5 | 1865.3837 | 12965.4201 | 294.5102 |  | 10S | New |  | 1.95 | KG | [6 empty] | SHOP | SKID GAS | 363112 | [7 empty] | 75 | FALSE | 75
PIPE, SEAMLESS, PE, SCH 160, B36.10, A106 Gr. B | ASTM A106 Gr. B |  |  |  | 1/2"-1-1/2" | PIPE, SEAMLESS | D | 1/2" | 4"-PG-D-307-N |  | TYPE=PIPE |  | PL |  |  |  |  | mm | 21.336 | 0.5 | 1865.3837 | 12949.6721 | 203.7622 |  | 10S | New |  | 1.95 | KG | [6 empty] | SHOP | SKID GAS | 363124 | [7 empty] | 75 | FALSE | 75
PIPE, SEAMLESS, BE, SCH 80, B36.10, A106 Gr B | API 5L Gr. B |  |  |  | 3"-8" | PIPE, SEAMLESS | D | 4" | 4"-PG-D-326-HT |  | TYPE=PIPE |  | PL |  |  |  |  | mm | 114.3 | 4 | 2130.2714 | 8213.8503 | 507.2352 |  | STD | New |  | 22.32 | KG | [6 empty] | SHOP | SKID GAS | 363170 | [7 empty] | 481.9708 | FALSE | 481.9708
PIPE, SEAMLESS, BE, SCH 80, B36.10, A106 Gr B | API 5L Gr. B |  |  |  | 3"-8" | PIPE, SEAMLESS | D | 4" | 4"-PG-D-314-N |  | TYPE=PIPE |  | PL |  |  |  |  | mm | 114.3 | 4 | 71359.111 | 13287.2609 | 438.198 |  | STD | New |  | 22.32 | KG | [6 empty] | SHOP | RACK PRINCIPAL | 363827 | [7 empty] | 638.6912 | FALSE | 638.6912
PIPE, SEAMLESS, BE, SCH 40, B36.10, A106 Gr. B | API 5L Gr. B |  |  |  | 2"-24" | PIPE, SEAMLESS | B | 4" | 6"-PG-B-336-N |  | TYPE=PIPE |  | PL |  |  |  |  | mm | 114.3 | 4 | 72128.5259 | 11884.4489 | 438.198 |  | STD | New |  | 16.08 | KG | [6 empty] | SHOP | RACK PRINCIPAL | 363849 | [7 empty] | 998.3228 | FALSE | 998.3228
PIPE, SEAMLESS, BE, SCH 80, B36.10, A106 Gr B | API 5L Gr. B |  |  |  | 3"-8" | PIPE, SEAMLESS | D | 4" | 4"-PG-D-332-N |  | TYPE=PIPE |  | PL |  |  |  |  | mm | 114.3 | 4 | 79642.656 | 13603.3283 | 438.198 |  | STD | New |  | 22.32 | KG | [6 empty] | SHOP | RACK PRINCIPAL | 364508 | [7 empty] | 1790.5623 | FALSE | 1790.5623
PIPE, SEAMLESS, PE, SCH 160, B36.10, A106 Gr. B | ASTM A106 Gr. B |  |  |  | 1/2"-1-1/2" | PIPE, SEAMLESS | D | 2" | 4"-PG-D-332-N |  | TYPE=PIPE |  | PL |  |  |  |  | mm | 60.325 | 2 | 81385.4012 | 13193.5812 | 438.198 |  | 10S | New |  | 11.11 | KG | [6 empty] | SHOP | RACK PRINCIPAL | 364674 | [7 empty] | 320.847 | FALSE | 320.847
PIPE, SEAMLESS, BE, SCH 80, B36.10, A106 Gr B | API 5L Gr. B |  |  |  | 3"-8" | PIPE, SEAMLESS | D | 4" | 4"-PG-D-332-N |  | TYPE=PIPE |  | PL |  |  |  |  | mm | 114.3 | 4 | 80666.3526 | 13603.3283 | 438.198 |  | STD | New |  | 22.32 | KG | [6 empty] | SHOP | RACK PRINCIPAL | 364680 | [7 empty] | 200 | FALSE | 200
PIPE, SEAMLESS, PE, SCH 160, B36.10, A106 Gr. B | ASTM A106 Gr. B |  |  |  | 1/2"-1-1/2" | PIPE, SEAMLESS | D | 2" | 4"-PG-D-332-N |  | TYPE=PIPE |  | PL |  |  |  |  | mm | 60.325 | 2 | 80361.7046 | 13514.4283 | 438.198 |  | 10S | New |  | 11.11 | KG | [6 empty] | SHOP | RACK PRINCIPAL | 364694 | [7 empty] | 320.847 | FALSE | 320.847
PIPE, SEAMLESS, PE, SCH 160, B36.10, A106 Gr. B | ASTM A106 Gr. B |  |  |  | 1/2"-1-1/2" | PIPE, SEAMLESS | D | 2" | 4"-PG-D-332-N |  | TYPE=PIPE |  | PL |  |  |  |  | mm | 60.325 | 2 | 80437.9046 | 13117.3812 | 438.198 |  | 10S | New |  | 11.11 | KG | [6 empty] | SHOP | RACK PRINCIPAL | 364707 | [7 empty] | 415.392 | FALSE | 415.392
PIPE, SEAMLESS, BE, SCH 160, B36.10, A106 Gr. B | ASTM A106 Gr. B |  |  |  | PIPE BE 160 | PIPE, SEAMLESS | E | 2" | 3"-MUL-E-006-N |  | TYPE=PIPE |  | PL |  |  |  |  | mm | 60.325 | 2 | 24200.3671 | 4128.9366 | 759.8131 |  | 10S | New |  | 11.11 | KG | [6 empty] | SHOP | RACK PRINCIPAL | 364814 | [7 empty] | 294.44 | FALSE | 294.44
PIPE, SEAMLESS, BE, SCH 160, B36.10, A106 Gr. B | ASTM A106 Gr. B |  |  |  | PIPE BE 160 | PIPE, SEAMLESS | E | 2" | 3"-MUL-E-006-N |  | TYPE=PIPE |  | PL |  |  |  |  | mm | 60.325 | 2 | 24276.5671 | 4499.5766 | 759.8131 |  | 10S | New |  | 11.11 | KG | [6 empty] | SHOP | RACK PRINCIPAL | 364826 | [7 empty] | 230 | FALSE | 230
PIPE, SEAMLESS, PE, SCH 160, B36.10, A106 Gr. B | ASTM A106 Gr. B |  |  |  | 1/2"-1-1/2" | PIPE, SEAMLESS | B | 1" | 1"-LIH-B-451-N |  | TYPE=PIPE |  | PL |  |  |  |  | mm | 33.401 | 1 | 81231.082 | 60833.2815 | 603.747 |  | 10S | New |  | 4.24 | KG | [6 empty] | SHOP | RACK PRINCIPAL | 364984 | [7 empty] | 100 | FALSE | 100
PIPE, SEAMLESS, PE, SCH 160, B36.10, A106 Gr. B | ASTM A106 Gr. B |  |  |  | 1/2"-1-1/2" | PIPE, SEAMLESS | B | 1" | 1"-LIH-B-451-N |  | TYPE=PIPE |  | PL |  |  |  |  | mm | 33.401 | 1 | 81100.8814 | 60833.2815 | 603.747 |  | 10S | New |  | 4.24 | KG | [6 empty] | SHOP | RACK PRINCIPAL | 364996 | [7 empty] | 100 | FALSE | 100
PIPE, SEAMLESS, PE, SCH 160, B36.10, A106 Gr. B | ASTM A106 Gr. B |  |  |  | 1/2"-1-1/2" | PIPE, SEAMLESS | B | 1" | 1"-LIH-B-450-N |  | TYPE=PIPE |  | PL |  |  |  |  | mm | 33.401 | 1 | 81231.082 | 59833.2815 | 603.747 |  | 10S | New |  | 4.24 | KG | [6 empty] | SHOP | RACK PRINCIPAL | 365003 | [7 empty] | 100 | FALSE | 100
PIPE, SEAMLESS, PE, SCH 160, B36.10, A106 Gr. B | ASTM A106 Gr. B |  |  |  | 1/2"-1-1/2" | PIPE, SEAMLESS | B | 1" | 1"-LIH-B-450-N |  | TYPE=PIPE |  | PL |  |  |  |  | mm | 33.401 | 1 | 81100.8814 | 59833.2815 | 603.747 |  | 10S | New |  | 4.24 | KG | [6 empty] | SHOP | RACK PRINCIPAL | 365015 | [7 empty] | 100 | FALSE | 100
PIPE, SEAMLESS, PE, SCH 160, B36.10, A106 Gr. B | ASTM A106 Gr. B |  |  |  | 1/2"-1-1/2" | PIPE, SEAMLESS | B | 1" | 1"-LIH-B-451-N |  | TYPE=PIPE |  | PL |  |  |  |  | mm | 33.401 | 1 | 82223.024 | 60833.2815 | 603.747 |  | 10S | New |  | 4.24 | KG | [6 empty] | SHOP | RACK PRINCIPAL | 365029 | [7 empty] | 920.0599 | FALSE | 920.0599
PIPE, SEAMLESS, PE, SCH 160, B36.10, A106 Gr. B | ASTM A106 Gr. B |  |  |  | 1/2"-1-1/2" | PIPE, SEAMLESS | B | 1" | 1"-LIH-B-450-N |  | TYPE=PIPE |  | PL |  |  |  |  | mm | 33.401 | 1 | 82215.9499 | 59833.2815 | 603.747 |  | 10S | New |  | 4.24 | KG | [6 empty] | SHOP | RACK PRINCIPAL | 365043 | [7 empty] | 912.9859 | FALSE | 912.9859
PIPE, SEAMLESS, PE, SCH 160, B36.10, A106 Gr. B | ASTM A106 Gr. B |  |  |  | 1/2"-1-1/2" | PIPE, SEAMLESS | B | 1/2" | 1/2"-MUL-E-010-N |  | TYPE=PIPE |  | PL |  |  |  |  | mm | 21.336 | 0.5 | 16992.0285 | 2277.6055 | 2124.6265 |  | 10S | New |  | 1.95 | KG | [6 empty] | SHOP | RACK PRINCIPAL | 365053 | [8 empty] | FALSE | 1489.5649
PIPE, SEAMLESS, PE, SCH 160, B36.10, A106 Gr. B | ASTM A106 Gr. B |  |  |  | 1/2"-1-1/2" | PIPE, SEAMLESS | B | 1" | 1"-R-B-615-N |  | TYPE=PIPE |  | PL |  |  |  |  | mm | 33.401 | 1 | 29405.4722 | 1401.8013 | 2165.0737 |  | 10S | New |  | 4.24 | KG | [6 empty] | SHOP | RACK PRINCIPAL | 365112 | [7 empty] | 100 | FALSE | 100
PIPE, SEAMLESS, PE, SCH 160, B36.10, A106 Gr. B | ASTM A106 Gr. B |  |  |  | 1/2"-1-1/2" | PIPE, SEAMLESS | B | 1" | 1"-R-B-615-N |  | TYPE=PIPE |  | PL |  |  |  |  | mm | 33.401 | 1 | 29389.6728 | 5434.6662 | 2158.5328 |  | 10S | New |  | 4.24 | KG | [6 empty] | SHOP | RACK PRINCIPAL | 365124 | [7 empty] | 1577.4173 | FALSE | 1577.4173
PIPE, SEAMLESS, BE, SCH 40, B36.10, A106 Gr. B | API 5L Gr. B |  |  |  | 2"-24" | PIPE, SEAMLESS | B | 2" | 2"-LIH-B-431-N |  | TYPE=PIPE |  | PL |  |  |  |  | mm | 60.325 | 2 | 80978.5294 | 61347.5815 | 150.8505 |  | STD | New |  | 5.44 | KG | [6 empty] | SHOP | RACK PRINCIPAL | 365134 | [7 empty] | 200 | FALSE | 200
PIPE, SEAMLESS, PE, SCH 160, B36.10, A106 Gr. B | ASTM A106 Gr. B |  |  |  | 1/2"-1-1/2" | PIPE, SEAMLESS | B | 1" | 1"-LIH-B-447-N |  | TYPE=PIPE |  | PL |  |  |  |  | mm | 33.401 | 1 | 80978.5294 | 60855.6335 | 603.747 |  | 10S | New |  | 4.24 | KG | [6 empty] | SHOP | RACK PRINCIPAL | 365144 | [7 empty] | 600.5753 | FALSE | 600.5753
PIPE, SEAMLESS, BE, SCH 40, B36.10, A106 Gr. B | API 5L Gr. B |  |  |  | 2"-24" | PIPE, SEAMLESS | B | 3" | 3"-LIH-B-426-N |  | TYPE=PIPE |  | PL |  |  |  |  | mm | 88.9 | 3 | 81128.5294 | 60924.24 | 178.6 |  | STD | New |  | 11.29 | KG | [6 empty] | SHOP | RACK PRINCIPAL | 365154 | [7 empty] | 550.3531 | FALSE | 550.3531
PIPE, SEAMLESS, BE, SCH 40, B36.10, A106 Gr. B | API 5L Gr. B |  |  |  | 2"-24" | PIPE, SEAMLESS | B | 2" | 2"-LIH-B-413-N |  | TYPE=PIPE |  | PL |  |  |  |  | mm | 60.325 | 2 | 56116.6122 | 8616.5943 | 493.4996 |  | STD | New |  | 5.44 | KG | [6 empty] | SHOP | RACK PRINCIPAL | 365164 | [7 empty] | 352.9996 | FALSE | 352.9996
PIPE, SEAMLESS, BE, SCH 40, B36.10, A106 Gr. B | API 5L Gr. B |  |  |  | 2"-24" | PIPE, SEAMLESS | B | 2" | 2"-LIH-B-413-N |  | TYPE=PIPE |  | PL |  |  |  |  | mm | 60.325 | 2 | 56040.4122 | 8616.5943 | 64.3 |  | STD | New |  | 5.44 | KG | [6 empty] | SHOP | RACK PRINCIPAL | 365174 | [7 empty] | 1050.8639 | FALSE | 1050.8639
PIPE, SEAMLESS, BE, SCH 40, B36.10, A106 Gr. B | API 5L Gr. B |  |  |  | 2"-24" | PIPE, SEAMLESS | B | 2" | 2"-LIH-B-413-N |  | TYPE=PIPE |  | PL |  |  |  |  | mm | 60.325 | 2 | 54913.3483 | 8540.3943 | 64.3 |  | STD | New |  | 5.44 | KG | [6 empty] | SHOP | RACK PRINCIPAL | 365186 | [7 empty] | 1456.8938 | FALSE | 1456.8938
PIPE, SEAMLESS, PE, SCH 160, B36.10, A106 Gr. B | ASTM A106 Gr. B |  |  |  | 1/2"-1-1/2" | PIPE, SEAMLESS | B | 1 1/2" | 1 1/2"-LIH-B-421-N |  | TYPE=PIPE |  | PL |  |  |  |  | mm | 48.26 | 1.5 | 59095.5683 | 6051.7538 | 148.13 |  | 10S | New |  | 7.25 | KG | [6 empty] | SHOP | RACK PRINCIPAL | 365194 | [7 empty] | 936.4967 | FALSE | 936.4967
PIPE, SEAMLESS, PE, SCH 160, B36.10, A106 Gr. B | ASTM A106 Gr. B |  |  |  | 1/2"-1-1/2" | PIPE, SEAMLESS | B | 1 1/2" | 1 1/2"-LIH-B-418-N |  | TYPE=PIPE |  | PL |  |  |  |  | mm | 48.26 | 1.5 | 59063.8183 | 6020.0038 | 361.63 |  | 10S | New |  | 7.25 | KG | [6 empty] | SHOP | RACK PRINCIPAL | 365261 | [8 empty] | FALSE | 150
PIPE, SEAMLESS, PE, SCH 160, B36.10, A106 Gr. B | ASTM A106 Gr. B |  |  |  | 1/2"-1-1/2" | PIPE, SEAMLESS | B | 1 1/2" | 1 1/2"-LIH-B-416-N |  | TYPE=PIPE |  | PL |  |  |  |  | mm | 48.26 | 1.5 | 59063.8183 | 7020.0005 | 361.63 |  | 10S | New |  | 7.25 | KG | [6 empty] | SHOP | RACK PRINCIPAL | 365267 | [8 empty] | FALSE | 150
PIPE, SEAMLESS, PE, SCH 160, B36.10, A106 Gr. B | ASTM A106 Gr. B |  |  |  | 1/2"-1-1/2" | PIPE, SEAMLESS | B | 1 1/2" | 1 1/2"-LIH-B-416-N |  | TYPE=PIPE |  | PL |  |  |  |  | mm | 48.26 | 1.5 | 57168.7015 | 7020.0005 | 64.3 |  | 10S | New |  | 7.25 | KG | [6 empty] | SHOP | RACK PRINCIPAL | 365291 | [8 empty] | FALSE | 1259.4734
PIPE, SEAMLESS, PE, SCH 160, B36.10, A106 Gr. B | ASTM A106 Gr. B |  |  |  | 1/2"-1-1/2" | PIPE, SEAMLESS | B | 1 1/2" | 1 1/2"-LIH-B-416-N |  | TYPE=PIPE |  | PL |  |  |  |  | mm | 48.26 | 1.5 | 58878.6962 | 7020.0005 | 347.082 |  | 10S | New |  | 7.25 | KG | [6 empty] | SHOP | RACK PRINCIPAL | 365302 | [8 empty] | FALSE | 379.3401
PIPE, SEAMLESS, PE, SCH 160, B36.10, A106 Gr. B | ASTM A106 Gr. B |  |  |  | 1/2"-1-1/2" | PIPE, SEAMLESS | B | 1 1/2" | 1 1/2"-LIH-B-418-N |  | TYPE=PIPE |  | PL |  |  |  |  | mm | 48.26 | 1.5 | 58878.6962 | 6020.0038 | 347.082 |  | 10S | New |  | 7.25 | KG | [6 empty] | SHOP | RACK PRINCIPAL | 365320 | [8 empty] | FALSE | 379.3401
PIPE, SEAMLESS, PE, SCH 160, B36.10, A106 Gr. B | ASTM A106 Gr. B |  |  |  | 1/2"-1-1/2" | PIPE, SEAMLESS | B | 1 1/2" | 1 1/2"-LIH-B-418-N |  | TYPE=PIPE |  | PL |  |  |  |  | mm | 48.26 | 1.5 | 57168.7015 | 6020.0005 | 64.3 |  | 10S | New |  | 7.25 | KG | [6 empty] | SHOP | RACK PRINCIPAL | 365337 | [7 empty] | 1406.6388 | FALSE | 1406.6388
PIPE, SEAMLESS, PE, SCH 160, B36.10, A106 Gr. B | ASTM A106 Gr. B |  |  |  | 1/2"-1-1/2" | PIPE, SEAMLESS | B | 1 1/2" | 1 1/2"-LIH-B-418-N |  | TYPE=PIPE |  | PL |  |  |  |  | mm | 48.26 | 1.5 | 59095.5683 | 6020.0038 | 329.88 |  | 10S | New |  | 7.25 | KG | [6 empty] | SHOP | RACK PRINCIPAL | 365353 | [7 empty] | 150 | FALSE | 150
PIPE, SEAMLESS, PE, SCH 160, B36.10, A106 Gr. B | ASTM A106 Gr. B |  |  |  | 1/2"-1-1/2" | PIPE, SEAMLESS | B | 1 1/2" | 1 1/2"-LIH-B-416-N |  | TYPE=PIPE |  | PL |  |  |  |  | mm | 48.26 | 1.5 | 59095.5683 | 7020.0005 | 329.88 |  | 10S | New |  | 7.25 | KG | [6 empty] | SHOP | RACK PRINCIPAL | 365363 | [7 empty] | 150 | FALSE | 150
PIPE, SEAMLESS, PE, SCH 160, B36.10, A106 Gr. B | ASTM A106 Gr. B |  |  |  | 1/2"-1-1/2" | PIPE, SEAMLESS | B | 1 1/2" | 1 1/2"-LIH-B-421-N |  | TYPE=PIPE |  | PL |  |  |  |  | mm | 48.26 | 1.5 | 59095.5683 | 7051.7505 | 148.13 |  | 10S | New |  | 7.25 | KG | [6 empty] | SHOP | RACK PRINCIPAL | 365379 | [7 empty] | 4338.2825 | FALSE | 4338.2825
PIPE, SEAMLESS, BE, SCH 40, B36.10, A106 Gr. B | API 5L Gr. B |  |  |  | 2"-24" | PIPE, SEAMLESS | B | 3" | 3"-R-B-616-N |  | TYPE=PIPE |  | PL |  |  |  |  | mm | 88.9 | 3 | 80.0028 | 2863.4494 | 3441.9681 |  | STD | New |  | 11.29 | KG | [6 empty] | SHOP | SKID GAS | 365823 | [7 empty] | 0.7747 | FALSE | 0.7747
PIPE, SEAMLESS, PE, SCH 160, B36.10, A106 Gr. B | ASTM A106 Gr. B |  |  |  | 1/2"-1-1/2" | PIPE, SEAMLESS | B | 1 1/2" | 1 1/2"-LIH-B-421-N |  | TYPE=PIPE |  | PL |  |  |  |  | mm | 48.26 | 1.5 | 85878.497 | 23485.283 | 148.13 |  | 10S | New |  | 7.25 | KG | [6 empty] | SHOP | RACK PRINCIPAL | 366414 | [7 empty] | 6000 | FALSE | 6000
PIPE, SEAMLESS, PE, SCH 160, B36.10, A106 Gr. B | ASTM A106 Gr. B |  |  |  | 1/2"-1-1/2" | PIPE, SEAMLESS | B | 1 1/2" | 1 1/2"-LIH-B-421-N |  | TYPE=PIPE |  | PL |  |  |  |  | mm | 48.26 | 1.5 | 85878.497 | 29501.158 | 148.13 |  | 10S | New |  | 7.25 | KG | [6 empty] | SHOP | RACK PRINCIPAL | 366426 | [7 empty] | 6000 | FALSE | 6000
PIPE, SEAMLESS, PE, SCH 160, B36.10, A106 Gr. B | ASTM A106 Gr. B |  |  |  | 1/2"-1-1/2" | PIPE, SEAMLESS | B | 1" | 1"-DO-B-509-N |  | TYPE=PIPE |  | PL |  |  |  |  | mm | 33.401 | 1 | 86066.497 | 29303.76 | 140.7005 |  | 10S | New |  | 4.24 | KG | [6 empty] | SHOP | RACK PRINCIPAL | 366438 | [7 empty] | 6000 | FALSE | 6000
PIPE, SEAMLESS, PE, SCH 160, B36.10, A106 Gr. B | ASTM A106 Gr. B |  |  |  | 1/2"-1-1/2" | PIPE, SEAMLESS | B | 1 1/2" | 1 1/2"-LIH-B-421-N |  | TYPE=PIPE |  | PL |  |  |  |  | mm | 48.26 | 1.5 | 85878.497 | 35517.033 | 148.13 |  | 10S | New |  | 7.25 | KG | [6 empty] | SHOP | RACK PRINCIPAL | 366466 | [7 empty] | 595.1354 | FALSE | 595.1354
PIPE, SEAMLESS, PE, SCH 160, B36.10, A106 Gr. B | ASTM A106 Gr. B |  |  |  | 1/2"-1-1/2" | PIPE, SEAMLESS | B | 1" | 1"-DO-B-509-N |  | TYPE=PIPE |  | PL |  |  |  |  | mm | 33.401 | 1 | 86066.497 | 35319.635 | 140.7005 |  | 10S | New |  | 4.24 | KG | [6 empty] | SHOP | RACK PRINCIPAL | 366476 | [7 empty] | 989.9314 | FALSE | 989.9314
PIPE, SEAMLESS, BE, SCH 40, B36.10, A106 Gr. B | API 5L Gr. B |  |  |  | 2"-24" | PIPE, SEAMLESS | B | 6" | 6"-PG-B-336-N |  | TYPE=PIPE |  | PL |  |  |  |  | mm | 168.275 | 6 | 60082.2019 | 10296.7161 | 1987.6067 |  | STD | New |  | 28.26 | KG | [6 empty] | SHOP | RACK PRINCIPAL | 366530 | [7 empty] | 12012.5632 | FALSE | 12012.5632
PIPE, SEAMLESS, BE, SCH XS, B36.10, A106 Gr B | API 5L Gr. B |  |  |  | 3"-8" | PIPE, SEAMLESS | D | 4" | 4"-PG-D-332-N |  | TYPE=PIPE |  | PL |  |  |  |  | mm | 114.3 | 4 | 817.5287 | -216.7033 | 765.5946 |  | STD | New |  | 22.32 | KG | [6 empty] | SHOP |  | 366623 | [7 empty] | 169.4519 | FALSE | 169.4519
PIPE, SEAMLESS, BE, SCH XS, B36.10, A106 Gr B | API 5L Gr. B |  |  |  | 3"-8" | PIPE, SEAMLESS | D | 4" | 4"-PG-D-332-N |  | TYPE=PIPE |  | PL |  |  |  |  | mm | 114.3 | 4 | 817.5287 | -216.7033 | 441.3424 |  | STD | New |  | 22.32 | KG | [6 empty] | SHOP |  | 366632 | [7 empty] | 164.6978 | FALSE | 164.6978
PIPE, SEAMLESS, PE, SCH 160, B36.10, A106 Gr. B | ASTM A106 Gr. B |  |  |  | 1/2"-1-1/2" | PIPE, SEAMLESS | D | 1/2" | 1/2"-LIH-D-400-N |  | TYPE=PIPE |  | PL |  |  |  |  | mm | 21.336 | 0.5 | 1359.3426 | 10464.3247 | 811.9962 |  | 10S | New |  | 1.95 | KG | [6 empty] | SHOP | SKID GAS | 373660 | [7 empty] | 88.5255 | FALSE | 88.5255
PIPE, SEAMLESS, BE, SCH 160, B36.10, A106 Gr. B | ASTM A106 Gr. B |  |  |  | PIPE BE 160 | PIPE, SEAMLESS | K | 2" | 4"-MUL-K-002-N |  | TYPE=PIPE |  | PL |  |  |  |  | mm | 60.325 | 2 | 12683.8579 | 3907.5718 | 131.0844 |  | 10S | New |  | 11.11 | KG | [6 empty] | SHOP | RACK PRINCIPAL | 375662 | [7 empty] | 200 | FALSE | 200
PIPE, SEAMLESS, BE, SCH 160, B36.10, A106 Gr. B | ASTM A106 Gr. B |  |  |  | PIPE BE 160 | PIPE, SEAMLESS | K | 4" | 4"-MUL-K-001-N |  | TYPE=PIPE |  | PL |  |  |  |  | mm | 114.3 | 4 | 12772.7579 | 4512.2198 | 131.0844 |  | 10S | New |  | 33.54 | KG | [6 empty] | SHOP | RACK PRINCIPAL | 375672 | [7 empty] | 500 | FALSE | 500
PIPE, SEAMLESS, PE, SCH 160, B36.10, A106 Gr. B | ASTM A106 Gr. B |  |  |  | PIPE BE 160 | PIPE, SEAMLESS | E | 3/4" | 4"-MUL-K-001-N |  | TYPE=PIPE |  | PL |  |  |  |  | mm | 26.67 | 0.75 | 12772.7579 | 4262.2198 | 277.5219 |  | 10S | New |  | 2.9 | KG | [6 empty] | SHOP | RACK PRINCIPAL | 375688 | [7 empty] | 75 | FALSE | 75
PIPE, SEAMLESS, BE, SCH 160, B36.10, A106 Gr. B | ASTM A106 Gr. B |  |  |  | PIPE BE 160 | PIPE, SEAMLESS | K | 2" | 4"-MUL-K-002-N |  | TYPE=PIPE |  | PL |  |  |  |  | mm | 60.325 | 2 | 12483.8579 | 2898.3282 | 131.0844 |  | 10S | New |  | 11.11 | KG | [6 empty] | SHOP | RACK PRINCIPAL | 375713 | [7 empty] | 200 | FALSE | 200
PIPE, SEAMLESS, BE, SCH 160, B36.10, A106 Gr. B | ASTM A106 Gr. B |  |  |  | PIPE BE 160 | PIPE, SEAMLESS | E | 4" | 4"-MUL-K-002-N |  | TYPE=PIPE |  | PL |  |  |  |  | mm | 114.3 | 4 | 12772.7579 | 2430.0022 | 131.0844 |  | 10S | New |  | 33.54 | KG | [6 empty] | SHOP | RACK PRINCIPAL | 375719 | [7 empty] | 363.678 | FALSE | 363.678
PIPE, SEAMLESS, BE, SCH 160, B36.10, A106 Gr. B | ASTM A106 Gr. B |  |  |  | PIPE BE 160 | PIPE, SEAMLESS | K | 2" | 4"-MUL-K-002-N |  | TYPE=PIPE |  | PL |  |  |  |  | mm | 60.325 | 2 | 12407.6579 | 3234.8782 | 131.0844 |  | 10S | New |  | 11.11 | KG | [6 empty] | SHOP | RACK PRINCIPAL | 375751 | [7 empty] | 260.35 | FALSE | 260.35
PIPE, SEAMLESS, BE, SCH 80, B36.10, A106 Gr B | API 5L Gr. B |  |  |  | 3"-8" | PIPE, SEAMLESS | D | 3" | 3"-MUL-D-008-N |  | TYPE=PIPE |  | PL |  |  |  |  | mm | 88.9 | 3 | 22028.8297 | 5550.6964 | 759.8131 |  | STD | New |  | 15.27 | KG | [6 empty] | SHOP | RACK PRINCIPAL | 376006 | [7 empty] | 834.1897 | FALSE | 834.1897
PIPE, SEAMLESS, BE, SCH 80, B36.10, A106 Gr B | API 5L Gr. B |  |  |  | 3"-8" | PIPE, SEAMLESS | D | 3" | 3"-MUL-D-009-N |  | TYPE=PIPE |  | PL |  |  |  |  | mm | 88.9 | 3 | 24828.8296 | 5550.6964 | 759.8131 |  | STD | New |  | 15.27 | KG | [6 empty] | SHOP | RACK PRINCIPAL | 376026 | [7 empty] | 859.2086 | FALSE | 859.2086
PIPE, SEAMLESS, BE, SCH 160, B36.10, A106 Gr. B | ASTM A106 Gr. B |  |  |  | PIPE BE 160 | PIPE, SEAMLESS | E | 3" | 3"-MUL-E-006-N |  | TYPE=PIPE |  | PL |  |  |  |  | mm | 88.9 | 3 | 24582.7671 | 4585.4286 | 759.8131 |  | 10S | New |  | 21.35 | KG | [6 empty] | SHOP | RACK PRINCIPAL | 376036 | [7 empty] | 500.5229 | FALSE | 500.5229
PIPE, SEAMLESS, BE, SCH 80, B36.10, A106 Gr B | API 5L Gr. B |  |  |  | 3"-8" | PIPE, SEAMLESS | D | 3" | 3"-MUL-D-008-N |  | TYPE=PIPE |  | PL |  |  |  |  | mm | 88.9 | 3 | 22028.8297 | 4178.3061 | 759.8131 |  | STD | New |  | 15.27 | KG | [6 empty] | SHOP | RACK PRINCIPAL | 376046 | [7 empty] | 2263.4039 | FALSE | 2263.4039
PIPE, SEAMLESS, BE, SCH 80, B36.10, A106 Gr B | API 5L Gr. B |  |  |  | 3"-8" | PIPE, SEAMLESS | D | 3" | 3"-MUL-D-009-N |  | TYPE=PIPE |  | PL |  |  |  |  | mm | 88.9 | 3 | 24828.8296 | 4153.2873 | 759.8131 |  | STD | New |  | 15.27 | KG | [6 empty] | SHOP | RACK PRINCIPAL | 376066 | [7 empty] | 2457.3851 | FALSE | 2457.3851
PIPE, SEAMLESS, BE, SCH 160, B36.10, A106 Gr. B | ASTM A106 Gr. B |  |  |  | PIPE BE 160 | PIPE, SEAMLESS | E | 3" | 3"-MUL-E-006-N |  | TYPE=PIPE |  | PL |  |  |  |  | mm | 88.9 | 3 | 24582.7671 | 3370.391 | 759.8131 |  | 10S | New |  | 21.35 | KG | [6 empty] | SHOP | RACK PRINCIPAL | 376076 | [7 empty] | 978.4888 | FALSE | 978.4888
PIPE, SEAMLESS, PE, SCH 160, B36.10, A106 Gr. B | ASTM A106 Gr. B |  |  |  | 1/2"-1-1/2" | PIPE, SEAMLESS | B | 1 1/2" | 1 1/2"-FG-B-320-N |  | TYPE=PIPE |  | PL |  |  |  |  | mm | 48.26 | 1.5 | 23077.1646 | 2083.6022 | 98.13 |  | 10S | New |  | 7.25 | KG | [6 empty] | SHOP | RACK PRINCIPAL | 376111 | [7 empty] | 3295.6143 | FALSE | 3295.6143
PIPE, SEAMLESS, BE, SCH 160, B36.10, A106 Gr. B | ASTM A106 Gr. B |  |  |  | PIPE BE 160 | PIPE, SEAMLESS | K | 4" | 4"-MUL-K-002-N |  | TYPE=PIPE |  | PL |  |  |  |  | mm | 114.3 | 4 | 17603.5443 | 2534.6502 | 132.5577 |  | 10S | New |  | 33.54 | KG | [6 empty] | SHOP | RACK PRINCIPAL | 376145 | [7 empty] | 664.4186 | FALSE | 664.4186
PIPE, SEAMLESS, BE, SCH 160, B36.10, A106 Gr. B | ASTM A106 Gr. B |  |  |  | PIPE BE 160 | PIPE, SEAMLESS | E | 3" | 3"-MUL-E-005-N |  | TYPE=PIPE |  | PL |  |  |  |  | mm | 88.9 | 3 | 21782.7672 | 2648.9502 | 759.8131 |  | 10S | New |  | 21.35 | KG | [6 empty] | SHOP | RACK PRINCIPAL | 376202 | [7 empty] | 721.4408 | FALSE | 721.4408
PIPE, SEAMLESS, BE, SCH 160, B36.10, A106 Gr. B | ASTM A106 Gr. B |  |  |  | PIPE BE 160 | PIPE, SEAMLESS | E | 4" | 4"-MUL-E-003-N |  | TYPE=PIPE |  | PL |  |  |  |  | mm | 114.3 | 4 | 24478.1191 | 2277.6022 | 132.5577 |  | 10S | New |  | 33.54 | KG | [6 empty] | SHOP | RACK PRINCIPAL | 376272 | [7 empty] | 4399.9999 | FALSE | 4399.9999
PIPE, SEAMLESS, BE, SCH 160, B36.10, A106 Gr. B | ASTM A106 Gr. B |  |  |  | PIPE BE 160 | PIPE, SEAMLESS | E | 4" | 4"-MUL-E-004-N |  | TYPE=PIPE |  | PL |  |  |  |  | mm | 114.3 | 4 | 21678.1192 | 2534.6502 | 129.5577 |  | 10S | New |  | 33.54 | KG | [6 empty] | SHOP | RACK PRINCIPAL | 376313 | [7 empty] | 941.7964 | FALSE | 941.7964
PIPE, SEAMLESS, BE, SCH 40, B36.10, A106 Gr. B | API 5L Gr. B |  |  |  | 2"-24" | PIPE, SEAMLESS | B | 3" | 3"-R-B-607-N |  | TYPE=PIPE |  | PL |  |  |  |  | mm | 88.9 | 3 | 18619.0792 | 1516.1013 | 2207.7998 |  | STD | New |  | 11.29 | KG | [6 empty] | SHOP | RACK PRINCIPAL | 385351 | [8 empty] | FALSE | 485.9518
PIPE, SEAMLESS, BE, SCH 40, B36.10, A106 Gr. B | API 5L Gr. B |  |  |  | 2"-24" | PIPE, SEAMLESS | B | 3" | 3"-R-B-609-N |  | TYPE=PIPE |  | PL |  |  |  |  | mm | 88.9 | 3 | 19337.8137 | 1516.1013 | 2207.534 |  | STD | New |  | 11.29 | KG | [6 empty] | SHOP | RACK PRINCIPAL | 385367 | [8 empty] | FALSE | 742.9998
PIPE, SEAMLESS, PE, SCH 160, B36.10, A106 Gr. B | ASTM A106 Gr. B |  |  |  | 1/2"-1-1/2" | PIPE, SEAMLESS | B | 1 1/2" | 1 1/2"-FG-B-320-N |  | TYPE=PIPE |  | PL |  |  |  |  | mm | 48.26 | 1.5 | 19765.6753 | 2083.6022 | 98.13 |  | 10S | New |  | 7.25 | KG | [6 empty] | SHOP | RACK PRINCIPAL | 385408 | [7 empty] | 6000 | FALSE | 6000
PIPE, SEAMLESS, PE, SCH 160, B36.10, A106 Gr. B | ASTM A106 Gr. B |  |  |  | 1/2"-1-1/2" | PIPE, SEAMLESS | B | 1 1/2" | 1 1/2"-FG-B-320-N |  | TYPE=PIPE |  | PL |  |  |  |  | mm | 48.26 | 1.5 | 13749.8003 | 2083.6022 | 98.13 |  | 10S | New |  | 7.25 | KG | [6 empty] | SHOP | RACK PRINCIPAL | 385418 | [7 empty] | 6000 | FALSE | 6000
PIPE, SEAMLESS, PE, SCH 160, B36.10, A106 Gr. B | ASTM A106 Gr. B |  |  |  | 1/2"-1-1/2" | PIPE, SEAMLESS | B | 1/2" | 1/2"-MUL-E-010-N |  | TYPE=PIPE |  | PL |  |  |  |  | mm | 21.336 | 0.5 | 17056.3926 | 1401.8013 | 2087.0544 |  | 10S | New |  | 1.95 | KG | [6 empty] | SHOP | RACK PRINCIPAL | 385509 | [8 empty] | FALSE | 74.9729
PIPE, SEAMLESS, PE, SCH 160, B36.10, A106 Gr. B | ASTM A106 Gr. B |  |  |  | 1/2"-1-1/2" | PIPE, SEAMLESS | B | 1/2" | 1/2"-MUL-E-010-N |  | TYPE=PIPE |  | PL |  |  |  |  | mm | 21.336 | 0.5 | 16992.0832 | 1417.5493 | 2151.0432 |  | 10S | New |  | 1.95 | KG | [6 empty] | SHOP | RACK PRINCIPAL | 385559 | [8 empty] | FALSE | 844.3756
PIPE, SEAMLESS, PE, SCH 160, B36.10, A106 Gr. B | ASTM A106 Gr. B |  |  |  | PIPE BE 160 | PIPE, SEAMLESS | E | 1/2" | 1/2"-MUL-E-010-N |  | TYPE=PIPE |  | PL |  |  |  |  | mm | 21.336 | 0.5 | 16992.0285 | 2277.6022 | 587.3096 |  | 10S | New |  | 1.95 | KG | [6 empty] | SHOP | RACK PRINCIPAL | 385569 | [7 empty] | 75 | FALSE | 75
PIPE, SEAMLESS, PE, SCH 160, B36.10, A106 Gr. B | ASTM A106 Gr. B |  |  |  | PIPE BE 160 | PIPE, SEAMLESS | E | 1/2" | 1/2"-MUL-E-010-N |  | TYPE=PIPE |  | PL |  |  |  |  | mm | 21.336 | 0.5 | 16992.0285 | 2277.6022 | 352.7276 |  | 10S | New |  | 1.95 | KG | [6 empty] | SHOP | RACK PRINCIPAL | 385579 | [7 empty] | 75 | FALSE | 75
PIPE, SEAMLESS, BE, SCH 160, B36.10, A106 Gr. B | ASTM A106 Gr. B |  |  |  | PIPE BE 160 | PIPE, SEAMLESS | E | 3" | 3"-MUL-E-005-N |  | TYPE=PIPE |  | PL |  |  |  |  | mm | 88.9 | 3 | 21782.7672 | 4585.4286 | 759.8131 |  | 10S | New |  | 21.35 | KG | [6 empty] | SHOP | RACK PRINCIPAL | 385725 | [7 empty] | 500.5229 | FALSE | 500.5229
PIPE, SEAMLESS, BE, SCH 160, B36.10, A106 Gr. B | ASTM A106 Gr. B |  |  |  | PIPE BE 160 | PIPE, SEAMLESS | E | 4" | 4"-MUL-K-001-N |  | TYPE=PIPE |  | PL |  |  |  |  | mm | 114.3 | 4 | 40022.9767 | 59118.341 | -1357.15 |  | 10S | New |  | 33.54 | KG | [6 empty] | SHOP | RACK PRINCIPAL | 385806 | [8 empty] | FALSE | 60500.6909
PIPE, SEAMLESS, BE, SCH 40, B36.10, A106 Gr. B | API 5L Gr. B |  |  |  | 2"-24" | PIPE, SEAMLESS | B | 3" | 3"-PRW-A2-203-N |  | TYPE=PIPE |  | PL |  |  |  |  | mm | 88.9 | 3 | 83276.372 | 43053.5311 | 824 |  | STD | New |  | 11.29 | KG | [6 empty] | SHOP | RACK PRINCIPAL | 386190 | [8 empty] | FALSE | 200
PIPE, SEAMLESS, BE, SCH 40, B36.10, A106 Gr. B | API 5L Gr. B |  |  |  | 2"-24" | PIPE, SEAMLESS | B | 3" | 3"-LIH-B-438-N |  | TYPE=PIPE |  | PL |  |  |  |  | mm | 88.9 | 3 | 83276.372 | 47616.0294 | 824 |  | STD | New |  | 11.29 | KG | [6 empty] | SHOP | RACK PRINCIPAL | 386201 | [8 empty] | FALSE | 200
PIPE, SEAMLESS, BE, SCH 40, B36.10, A106 Gr. B | API 5L Gr. B |  |  |  | 2"-24" | PIPE, SEAMLESS | B | 3" | 3"-LIH-B-425-N |  | TYPE=PIPE |  | PL |  |  |  |  | mm | 88.9 | 3 | 83276.372 | 52178.531 | 824 |  | STD | New |  | 11.29 | KG | [6 empty] | SHOP | RACK PRINCIPAL | 386211 | [8 empty] | FALSE | 200
PIPE, SEAMLESS, BE, SCH 40, B36.10, A106 Gr. B | API 5L Gr. B |  |  |  | 2"-24" | PIPE, SEAMLESS | B | 3" | 3"-PRW-A2-203-N |  | TYPE=PIPE |  | PL |  |  |  |  | mm | 88.9 | 3 | 83390.672 | 43053.5311 | 709.7 |  | STD | New |  | 11.29 | KG | [6 empty] | SHOP | RACK PRINCIPAL | 386221 | [7 empty] | 455.398 | FALSE | 455.398
PIPE, SEAMLESS, BE, SCH 40, B36.10, A106 Gr. B | API 5L Gr. B |  |  |  | 2"-24" | PIPE, SEAMLESS | B | 3" | 3"-LIH-B-438-N |  | TYPE=PIPE |  | PL |  |  |  |  | mm | 88.9 | 3 | 83390.672 | 47616.0294 | 709.7 |  | STD | New |  | 11.29 | KG | [6 empty] | SHOP | RACK PRINCIPAL | 386231 | [7 empty] | 455.398 | FALSE | 455.398
PIPE, SEAMLESS, BE, SCH 40, B36.10, A106 Gr. B | API 5L Gr. B |  |  |  | 2"-24" | PIPE, SEAMLESS | B | 3" | 3"-LIH-B-425-N |  | TYPE=PIPE |  | PL |  |  |  |  | mm | 88.9 | 3 | 83390.672 | 52178.531 | 709.7 |  | STD | New |  | 11.29 | KG | [6 empty] | SHOP | RACK PRINCIPAL | 386241 | [7 empty] | 455.398 | FALSE | 455.398
PIPE, SEAMLESS, BE, SCH 40, B36.10, A106 Gr. B | API 5L Gr. B |  |  |  | 2"-24" | PIPE, SEAMLESS | B | 3" | 3"-PRW-A2-207-N |  | TYPE=PIPE |  | PL |  |  |  |  | mm | 88.9 | 3 | 83276.372 | 38491.032 | 824 |  | STD | New |  | 11.29 | KG | [6 empty] | SHOP | RACK PRINCIPAL | 386257 | [7 empty] | 200 | FALSE | 200
PIPE, SEAMLESS, BE, SCH 40, B36.10, A106 Gr. B | API 5L Gr. B |  |  |  | 2"-24" | PIPE, SEAMLESS | B | 3" | 3"-LIH-B-426-N |  | TYPE=PIPE |  | PL |  |  |  |  | mm | 88.9 | 3 | 83390.672 | 55640.9351 | 168.45 |  | STD | New |  | 11.29 | KG | [6 empty] | SHOP | RACK PRINCIPAL | 386273 | [7 empty] | 3376.5555 | FALSE | 3376.5555
PIPE, SEAMLESS, BE, SCH 40, B36.10, A106 Gr. B | API 5L Gr. B |  |  |  | 2"-24" | PIPE, SEAMLESS | B | 3" | 3"-LIH-B-426-N |  | TYPE=PIPE |  | PL |  |  |  |  | mm | 88.9 | 3 | 83390.672 | 52092.6756 | 168.45 |  | STD | New |  | 11.29 | KG | [6 empty] | SHOP | RACK PRINCIPAL | 386283 | [7 empty] | 4390.7943 | FALSE | 4390.7943
PIPE, SEAMLESS, BE, SCH 40, B36.10, A106 Gr. B | API 5L Gr. B |  |  |  | 2"-24" | PIPE, SEAMLESS | B | 3" | 3"-LIH-B-426-N |  | TYPE=PIPE |  | PL |  |  |  |  | mm | 88.9 | 3 | 83390.672 | 47530.1774 | 168.45 |  | STD | New |  | 11.29 | KG | [6 empty] | SHOP | RACK PRINCIPAL | 386304 | [7 empty] | 4390.7943 | FALSE | 4390.7943
PIPE, SEAMLESS, BE, SCH 40, B36.10, A106 Gr. B | API 5L Gr. B |  |  |  | 2"-24" | PIPE, SEAMLESS | B | 3" | 3"-LIH-B-426-N |  | TYPE=PIPE |  | PL |  |  |  |  | mm | 88.9 | 3 | 83390.672 | 38576.884 | 168.45 |  | STD | New |  | 11.29 | KG | [6 empty] | SHOP | RACK PRINCIPAL | 386320 | [7 empty] | 4390.7951 | FALSE | 4390.7951
PIPE, SEAMLESS, BE, SCH 40, B36.10, A106 Gr. B | API 5L Gr. B |  |  |  | 2"-24" | PIPE, SEAMLESS | B | 3" | 3"-PRW-A2-207-N |  | TYPE=PIPE |  | PL |  |  |  |  | mm | 88.9 | 3 | 83390.672 | 38491.032 | 709.7 |  | STD | New |  | 11.29 | KG | [6 empty] | SHOP | RACK PRINCIPAL | 386340 | [7 empty] | 455.398 | FALSE | 455.398
PIPE, SEAMLESS, PE, SCH 160, B36.10, A106 Gr. B | ASTM A106 Gr. B |  |  |  | 1/2"-1-1/2" | PIPE, SEAMLESS | B | 1 1/2" | 1 1/2"-LIH-B-421-N |  | TYPE=PIPE |  | PL |  |  |  |  | mm | 48.26 | 1.5 | 85481.923 | 36143.9185 | 524.13 |  | 10S | New |  | 7.25 | KG | [6 empty] | SHOP | RACK PRINCIPAL | 386472 | [7 empty] | 1550.677 | FALSE | 1550.677
PIPE, SEAMLESS, PE, SCH 160, B36.10, A106 Gr. B | ASTM A106 Gr. B |  |  |  | 1/2"-1-1/2" | PIPE, SEAMLESS | B | 1" | 1"-DO-B-509-N |  | TYPE=PIPE |  | PL |  |  |  |  | mm | 33.401 | 1 | 85676.273 | 36331.9185 | 516.7005 |  | 10S | New |  | 4.24 | KG | [6 empty] | SHOP | RACK PRINCIPAL | 386488 | [7 empty] | 1563.377 | FALSE | 1563.377
PIPE, SCH 80, PE, B36.1, A-106 GR.B | ASTM A106 |  |  |  | PIPE, SEAMLESS, 80, 1/2" ND, PE, ASTM A106 | PIPE, SEAMLESS | A1A2 | 1/2" | 1/2"-PRW-A2-205-N |  | TYPE=PIPE |  | PL |  |  |  |  | mm | 21.336 | 0.5 | 85588.653 | 36241.9185 | 510.668 |  | 80 | New |  |  | KG | [6 empty] | SHOP | RACK PRINCIPAL | 386498 | [7 empty] | 1568.1369 | TRUE | 1568.1369
PIPE, SEAMLESS, BE, SCH 80, B36.10, A106 Gr B | API 5L Gr. B |  |  |  | 3"-8" | PIPE, SEAMLESS | D | 4" | 4"-PG-D-305-N |  | TYPE=PIPE |  | PL |  |  |  |  | mm | 114.3 | 4 | 737.4277 | 13435.4201 | 945.8 |  | STD | New |  | 22.32 | KG | [6 empty] | SHOP | SKID GAS | 386933 | [7 empty] | 146.0212 | FALSE | 146.0212
PIPE, SEAMLESS, BE, SCH 80, B36.10, A106 Gr B | API 5L Gr. B |  |  |  | 3"-8" | PIPE, SEAMLESS | D | 4" | 4"-PG-D-305-N |  | TYPE=PIPE |  | PL |  |  |  |  | mm | 114.3 | 4 | 584.7026 | 13435.5576 | 3224.7999 |  | STD | New |  | 22.32 | KG | [6 empty] | SHOP | SKID GAS | 386949 | [7 empty] | 2126.6 | FALSE | 2126.6
PIPE, SEAMLESS, PE, SCH 160, B36.10, A106 Gr. B | ASTM A106 Gr. B |  |  |  | 1/2"-1-1/2" | PIPE, SEAMLESS | D | 3/4" | 3/4"-QUI-D-704-N |  | TYPE=PIPE |  | PL |  |  |  |  | mm | 26.67 | 0.75 | 1986.6031 | 13837.2752 | 1612.55 |  | 10S | New |  | 2.9 | KG | [6 empty] | SHOP | SKID GAS | 386969 | [8 empty] | FALSE | 1159.2748
PIPE, SEAMLESS, PE, SCH 160, B36.10, A106 Gr. B | ASTM A106 Gr. B |  |  |  | 1/2"-1-1/2" | PIPE, SEAMLESS | D | 3/4" | 3/4"-QUI-D-702-N |  | TYPE=PIPE |  | PL |  |  |  |  | mm | 26.67 | 0.75 | 1715.3097 | 12965.4201 | 1209.2826 |  | 10S | New |  | 2.9 | KG | [6 empty] | SHOP | SKID GAS | 386995 | [7 empty] | 100 | FALSE | 100
PIPE, SEAMLESS, PE, SCH 160, B36.10, A106 Gr. B | ASTM A106 Gr. B |  |  |  | 1/2"-1-1/2" | PIPE, SEAMLESS | D | 1/2" | 1/2"-LIH-D-433-N |  | TYPE=PIPE |  | PL |  |  |  |  | mm | 21.336 | 0.5 | 584.5006 | 8268.7668 | 721.683 |  | 10S | New |  | 1.95 | KG | [6 empty] | SHOP | SKID GAS | 387018 | [7 empty] | 88.5255 | FALSE | 88.5255
PIPE, SEAMLESS, PE, SCH 160, B36.10, A106 Gr. B | ASTM A106 Gr. B |  |  |  | 1/2"-1-1/2" | PIPE, SEAMLESS | D | 1/2" | 1/2"-LIH-D-434-N |  | TYPE=PIPE |  | PL |  |  |  |  | mm | 21.336 | 0.5 | 1770.7543 | 5203.2489 | 327.7468 |  | 10S | New |  | 1.95 | KG | [6 empty] | SHOP | SKID GAS | 387028 | [7 empty] | 338.4257 | FALSE | 338.4257
PIPE, SCH 160, PE, B36.1, A-106 GR.B | ASTM A106 |  |  |  | PIPE, SEAMLESS, 160, 1/2" ND, PE, ASTM A106 | PIPE, SEAMLESS | A3A2 | 1/2" | 1/2"-LIH-D-434-N |  | TYPE=PIPE |  | PL |  |  |  |  | mm | 21.336 | 0.5 | 1770.7707 | 5682.7975 | 327.7468 |  | 160 | New |  |  | KG | [6 empty] | SHOP | SKID GAS | 387040 | [7 empty] | 75 | FALSE | 75
PIPE, SEAMLESS, PE, SCH 160, B36.10, A106 Gr. B | ASTM A106 Gr. B |  |  |  | 1/2"-1-1/2" | PIPE, SEAMLESS | B | 1/2" | 1/2"-LIH-B-407-N |  | TYPE=PIPE |  | PL |  |  |  |  | mm | 21.336 | 0.5 | 1770.7731 | 5963.2565 | 327.7468 |  | 10S | New |  | 1.95 | KG | [6 empty] | SHOP | SKID GAS | 387056 | [7 empty] | 185.0373 | FALSE | 185.0373
PIPE, SEAMLESS, PE, SCH 160, B36.10, A106 Gr. B | ASTM A106 Gr. B |  |  |  | 1/2"-1-1/2" | PIPE, SEAMLESS | D | 1/2" | 1/2"-LIH-D-434-N |  | TYPE=PIPE |  | PL |  |  |  |  | mm | 21.336 | 0.5 | 2130.2714 | 4849.0716 | 721.2702 |  | 10S | New |  | 1.95 | KG | [6 empty] | SHOP | SKID GAS | 387068 | [7 empty] | 154.4261 | FALSE | 154.4261
PIPE, SEAMLESS, PE, SCH 160, B36.10, A106 Gr. B | ASTM A106 Gr. B |  |  |  | 1/2"-1-1/2" | PIPE, SEAMLESS | D | 1/2" | 1/2"-PRW-D-200-N |  | TYPE=PIPE |  | PL |  |  |  |  | mm | 21.336 | 0.5 | 584.1977 | 7887.7669 | 721.683 |  | 10S | New |  | 1.95 | KG | [6 empty] | SHOP | SKID GAS | 387084 | [7 empty] | 88.5255 | FALSE | 88.5255
PIPE, SEAMLESS, PE, SCH 160, B36.10, A106 Gr. B | ASTM A106 Gr. B |  |  |  | 1/2"-1-1/2" | PIPE, SEAMLESS | D | 1/2" | 1/2"-OD-B-501-N |  | TYPE=PIPE |  | PL |  |  |  |  | mm | 21.336 | 0.5 | 2130.2714 | 7378.6474 | 721.2702 |  | 10S | New |  | 1.95 | KG | [6 empty] | SHOP | SKID GAS | 387096 | [7 empty] | 88.1128 | FALSE | 88.1128
PIPE, SEAMLESS, PE, SCH 160, B36.10, A106 Gr. B | ASTM A106 Gr. B |  |  |  | 1/2"-1-1/2" | PIPE, SEAMLESS | D | 1/2" | 1/2"-LIH-D-404-N |  | TYPE=PIPE |  | PL |  |  |  |  | mm | 21.336 | 0.5 | 1206.8891 | 13057.5613 | 498.252 |  | 10S | New |  | 1.95 | KG | [6 empty] | SHOP | SKID GAS | 387203 | [8 empty] | FALSE | 267.9283
PIPE, SEAMLESS, PE, SCH 160, B36.10, A106 Gr. B | ASTM A106 Gr. B |  |  |  | 1/2"-1-1/2" | PIPE, SEAMLESS | D | 1/2" | 1/2"-LIH-D-404-N |  | TYPE=PIPE |  | PL |  |  |  |  | mm | 21.336 | 0.5 | 1218.0246 | 13068.6968 | 514 |  | 10S | New |  | 1.95 | KG | [6 empty] | SHOP | SKID GAS | 387229 | [7 empty] | 60.9571 | FALSE | 60.9571
PIPE, SEAMLESS, PE, SCH 160, B36.10, A106 Gr. B | ASTM A106 Gr. B |  |  |  | 1/2"-1-1/2" | PIPE, SEAMLESS | D | 1/2" | 1/2"-LIH-D-404-N |  | TYPE=PIPE |  | PL |  |  |  |  | mm | 21.336 | 0.5 | 1191.1411 | 13057.5613 | 214.5757 |  | 10S | New |  | 1.95 | KG | [6 empty] | SHOP | SKID GAS | 387239 | [7 empty] | 624.0407 | FALSE | 624.0407
PIPE, SEAMLESS, PE, SCH 160, B36.10, A106 Gr. B | ASTM A106 Gr. B |  |  |  | 1/2"-1-1/2" | PIPE, SEAMLESS | D | 3/4" | 3/4"-QUI-D-702-N |  | TYPE=PIPE |  | PL |  |  |  |  | mm | 26.67 | 0.75 | 2429.6007 | 12690.5762 | 211.2101 |  | 10S | New |  | 2.9 | KG | [6 empty] | SHOP | SKID GAS | 387249 | [7 empty] | 255.7939 | FALSE | 255.7939
PIPE, SEAMLESS, PE, SCH 160, B36.10, A106 Gr. B | ASTM A106 Gr. B |  |  |  | 1/2"-1-1/2" | PIPE, SEAMLESS | D | 1/2" | 1/2"-DO-B-502-N |  | TYPE=PIPE |  | PL |  |  |  |  | mm | 21.336 | 0.5 | 582.582 | 5855.7676 | 633.1575 |  | 10S | New |  | 1.95 | KG | [6 empty] | SHOP | SKID GAS | 387265 | [7 empty] | 88.5255 | FALSE | 88.5255
PIPE, SEAMLESS, BE, SCH 80, B36.10, A106 Gr B | API 5L Gr. B |  |  |  | 3"-8" | PIPE, SEAMLESS | D | 3" | 4"-PG-D-307-N |  | TYPE=PIPE |  | PL |  |  |  |  | mm | 88.9 | 3 | 1584.748 | 12965.4201 | 1022.6248 |  | STD | New |  | 15.27 | KG | [6 empty] | SHOP | SKID GAS | 387277 | [7 empty] | 553.4896 | FALSE | 553.4896
PIPE, SEAMLESS, BE, SCH 80, B36.10, A106 Gr B | API 5L Gr. B |  |  |  | 3"-8" | PIPE, SEAMLESS | D | 3" | 3"-PG-D-304-N |  | TYPE=PIPE |  | PL |  |  |  |  | mm | 88.9 | 3 | 2130.2714 | 10278.2513 | 354.8352 |  | STD | New |  | 15.27 | KG | [6 empty] | SHOP | SKID GAS | 387310 | [7 empty] | 2480.522 | FALSE | 2480.522
PIPE, SEAMLESS, BE, SCH 80, B36.10, A106 Gr B | API 5L Gr. B |  |  |  | 3"-8" | PIPE, SEAMLESS | D | 3" | 4"-PG-D-307-N |  | TYPE=PIPE |  | PL |  |  |  |  | mm | 88.9 | 3 | 1699.048 | 12965.4201 | 354.8352 |  | STD | New |  | 15.27 | KG | [6 empty] | SHOP | SKID GAS | 387320 | [8 empty] | FALSE | 332.6714
PIPE, SEAMLESS, BE, SCH 80, B36.10, A106 Gr B | API 5L Gr. B |  |  |  | 3"-8" | PIPE, SEAMLESS | D | 4" | 4"-PG-D-307-N |  | TYPE=PIPE |  | PL |  |  |  |  | mm | 114.3 | 4 | 2866.4086 | 13217.0573 | 2157.0313 |  | STD | New |  | 22.32 | KG | [6 empty] | SHOP | SKID GAS | 387360 | [7 empty] | 583.7571 | FALSE | 583.7571
PIPE, SEAMLESS, PE, SCH 160, B36.10, A106 Gr. B | ASTM A106 Gr. B |  |  |  | 1/2"-1-1/2" | PIPE, SEAMLESS | B | 1" | 1"-DO-B-505-N |  | TYPE=PIPE |  | PL |  |  |  |  | mm | 33.401 | 1 | 49171.9992 | 2187.47 | 163.0525 |  | 10S | New |  | 4.24 | KG | [6 empty] | SHOP | RACK PRINCIPAL | 387409 | [8 empty] | FALSE | 171.044
PIPE, SCH 80, PE, B36.1, A-106 GR.B | ASTM A106 |  |  |  | PIPE, SEAMLESS, 80, 1/2" ND, PE, ASTM A106 | PIPE, SEAMLESS | A1A2 | 1/2" | 1/2"-PRW-A2-205-N |  | TYPE=PIPE |  | PL |  |  |  |  | mm | 21.336 | 0.5 | 85976.497 | 29405.4212 | 134.668 |  | 80 | New |  |  | KG | [6 empty] | SHOP | RACK PRINCIPAL | 387419 | [7 empty] | 6000.0095 | TRUE | 6000.0095
PIPE, SCH 80, PE, B36.1, A-106 GR.B | ASTM A106 |  |  |  | PIPE, SEAMLESS, 80, 1/2" ND, PE, ASTM A106 | PIPE, SEAMLESS | A1A2 | 1/2" | 1/2"-PRW-A2-205-N |  | TYPE=PIPE |  | PL |  |  |  |  | mm | 21.336 | 0.5 | 85976.497 | 35426.0612 | 123.9633 |  | 80 | New |  |  | KG | [6 empty] | SHOP | RACK PRINCIPAL | 387435 | [7 empty] | 796.2112 | TRUE | 796.2112
PIPE, SEAMLESS, PE, SCH 160, B36.10, A106 Gr. B | ASTM A106 Gr. B |  |  |  | 1/2"-1-1/2" | PIPE, SEAMLESS | B | 1" | 1"-LIH-B-412-N |  | TYPE=PIPE |  | PL |  |  |  |  | mm | 33.401 | 1 | 49351.9917 | 2375.47 | 328.064 |  | 10S | New |  | 4.24 | KG | [6 empty] | SHOP | RACK PRINCIPAL | 387445 | [7 empty] | 148.184 | FALSE | 148.184
PIPE, SEAMLESS, PE, SCH 160, B36.10, A106 Gr. B | ASTM A106 Gr. B |  |  |  | 1/2"-1-1/2" | PIPE, SEAMLESS | D | 3/4" | 4"-PG-D-307-N |  | TYPE=PIPE |  | PL |  |  |  |  | mm | 26.67 | 0.75 | 1584.748 | 13770.2201 | 920.4 |  | 10S | New |  | 2.9 | KG | [6 empty] | SHOP | SKID GAS | 387502 | [7 empty] | 122.593 | FALSE | 122.593
PIPE, SEAMLESS, PE, SCH 160, B36.10, A106 Gr. B | ASTM A106 Gr. B |  |  |  | 1/2"-1-1/2" | PIPE, SEAMLESS | D | 3/4" | 4"-PG-D-307-N |  | TYPE=PIPE |  | PL |  |  |  |  | mm | 26.67 | 0.75 | 1584.748 | 14087.87 | 901.35 |  | 10S | New |  | 2.9 | KG | [6 empty] | SHOP | SKID GAS | 387518 | [7 empty] | 368.3 | FALSE | 368.3
PIPE, SEAMLESS, PE, SCH 160, B36.10, A106 Gr. B | ASTM A106 Gr. B |  |  |  | 1/2"-1-1/2" | PIPE, SEAMLESS | D | 3/4" | 4"-PG-D-307-N |  | TYPE=PIPE |  | PL |  |  |  |  | mm | 26.67 | 0.75 | 1584.748 | 14068.82 | 514 |  | 10S | New |  | 2.9 | KG | [6 empty] | SHOP | SKID GAS | 387530 | [7 empty] | 110.7272 | FALSE | 110.7272
PIPE, SEAMLESS, PE, SCH 160, B36.10, A106 Gr. B | ASTM A106 Gr. B |  |  |  | 1/2"-1-1/2" | PIPE, SEAMLESS | D | 3/4" | 4"-PG-D-307-N |  | TYPE=PIPE |  | PL |  |  |  |  | mm | 26.67 | 0.75 | 1584.748 | 13958.853 | 920.4 |  | 10S | New |  | 2.9 | KG | [6 empty] | SHOP | SKID GAS | 387538 | [7 empty] | 109.967 | FALSE | 109.967
PIPE, SEAMLESS, PE, SCH 160, B36.10, A106 Gr. B | ASTM A106 Gr. B |  |  |  | 1/2"-1-1/2" | PIPE, SEAMLESS | D | 3/4" | 4"-PG-D-307-N |  | TYPE=PIPE |  | PL |  |  |  |  | mm | 26.67 | 0.75 | 1584.748 | 13892.0528 | 514 |  | 10S | New |  | 2.9 | KG | [6 empty] | SHOP | SKID GAS | 387550 | [7 empty] | 121.8328 | FALSE | 121.8328
PIPE, SEAMLESS, PE, SCH 160, B36.10, A106 Gr. B | ASTM A106 Gr. B |  |  |  | 1/2"-1-1/2" | PIPE, SEAMLESS | D | 3/4" | 4"-PG-D-307-N |  | TYPE=PIPE |  | PL |  |  |  |  | mm | 26.67 | 0.75 | 1584.748 | 14087.87 | 939.45 |  | 10S | Existing |  | 2.9 | KG | [6 empty] | SHOP | SKID GAS | 387576 | [7 empty] | 75 | FALSE | 75
PIPE, SEAMLESS, PE, SCH 160, B36.10, A106 Gr. B | ASTM A106 Gr. B |  |  |  | 1/2"-1-1/2" | PIPE, SEAMLESS | D | 3/4" | 4"-PG-D-307-N |  | TYPE=PIPE |  | PL |  |  |  |  | mm | 26.67 | 0.75 | 1584.748 | 14087.87 | 494.95 |  | 10S | Existing |  | 2.9 | KG | [6 empty] | SHOP | SKID GAS | 387598 | [7 empty] | 75 | FALSE | 75
PIPE, SEAMLESS, PE, SCH 160, B36.10, A106 Gr. B | ASTM A106 Gr. B |  |  |  | 1/2"-1-1/2" | PIPE, SEAMLESS | D | 1/2" | 4"-PG-D-307-N |  | TYPE=PIPE |  | PL |  |  |  |  | mm | 21.336 | 0.5 | 1584.748 | 14087.87 | 1027.15 |  | 10S | New |  | 1.95 | KG | [6 empty] | SHOP | SKID GAS | 387625 | [7 empty] | 75 | FALSE | 75
PIPE, SEAMLESS, PE, SCH 160, B36.10, A106 Gr. B | ASTM A106 Gr. B |  |  |  | 1/2"-1-1/2" | PIPE, SEAMLESS | D | 1/2" | 4"-PG-D-307-N |  | TYPE=PIPE |  | PL |  |  |  |  | mm | 21.336 | 0.5 | 1584.748 | 14087.87 | 407.25 |  | 10S | New |  | 1.95 | KG | [6 empty] | SHOP | SKID GAS | 387637 | [7 empty] | 75 | FALSE | 75
PIPE, SEAMLESS, PE, SCH 160, B36.10, A106 Gr. B | ASTM A106 Gr. B |  |  |  | 1/2"-1-1/2" | PIPE, SEAMLESS | D | 3/4" |  |  | TYPE=PIPE |  | PL |  |  |  |  | mm | 26.67 | 0.75 | 1224.4655 | 8446.27 | 1349.1454 |  | 10S | Existing |  | 2.9 | KG | [6 empty] | SHOP | SKID GAS | 387673 | [7 empty] | 75 | FALSE | 75
PIPE, SEAMLESS, PE, SCH 160, B36.10, A106 Gr. B | ASTM A106 Gr. B |  |  |  | 1/2"-1-1/2" | PIPE, SEAMLESS | D | 1/2" |  |  | TYPE=PIPE |  | PL |  |  |  |  | mm | 21.336 | 0.5 | 1224.4655 | 8446.27 | 1436.8454 |  | 10S | New |  | 1.95 | KG | [6 empty] | SHOP | SKID GAS | 387685 | [7 empty] | 75 | FALSE | 75
PIPE, SEAMLESS, PE, SCH 160, B36.10, A106 Gr. B | ASTM A106 Gr. B |  |  |  | 1/2"-1-1/2" | PIPE, SEAMLESS | D | 3/4" |  |  | TYPE=PIPE |  | PL |  |  |  |  | mm | 26.67 | 0.75 | 1130.4155 | 8446.27 | 1330.0954 |  | 10S | New |  | 2.9 | KG | [6 empty] | SHOP | SKID GAS | 387704 | [8 empty] | FALSE | 75
PIPE, SEAMLESS, PE, SCH 160, B36.10, A106 Gr. B | ASTM A106 Gr. B |  |  |  | 1/2"-1-1/2" | PIPE, SEAMLESS | D | 3/4" |  |  | TYPE=PIPE |  | PL |  |  |  |  | mm | 26.67 | 0.75 | 1224.4655 | 8446.3375 | 941.6205 |  | 10S | Existing |  | 2.9 | KG | [6 empty] | SHOP | SKID GAS | 387728 | [7 empty] | 75 | FALSE | 75
PIPE, SEAMLESS, PE, SCH 160, B36.10, A106 Gr. B | ASTM A106 Gr. B |  |  |  | 1/2"-1-1/2" | PIPE, SEAMLESS | D | 1/2" |  |  | TYPE=PIPE |  | PL |  |  |  |  | mm | 21.336 | 0.5 | 1224.4655 | 8446.3375 | 853.9205 |  | 10S | New |  | 1.95 | KG | [6 empty] | SHOP | SKID GAS | 387740 | [7 empty] | 75 | FALSE | 75
PIPE, SEAMLESS, PE, SCH 160, B36.10, A106 Gr. B | ASTM A106 Gr. B |  |  |  | 1/2"-1-1/2" | PIPE, SEAMLESS | D | 3/4" |  |  | TYPE=PIPE |  | PL |  |  |  |  | mm | 26.67 | 0.75 | 1205.4155 | 8446.3375 | 960.6705 |  | 10S | New |  | 2.9 | KG | [6 empty] | SHOP | SKID GAS | 387772 | [7 empty] | 75 | FALSE | 75
PIPE, SEAMLESS, PE, SCH 160, B36.10, A106 Gr. B | ASTM A106 Gr. B |  |  |  | 1/2"-1-1/2" | PIPE, SEAMLESS | D | 3/4" |  |  | TYPE=PIPE |  | PL |  |  |  |  | mm | 26.67 | 0.75 | 1196.5255 | 8268.44 | 1164.433 |  | 10S | Existing |  | 2.9 | KG | [6 empty] | SHOP | SKID GAS | 387803 | [7 empty] | 75 | FALSE | 75
PIPE, SEAMLESS, PE, SCH 160, B36.10, A106 Gr. B | ASTM A106 Gr. B |  |  |  | 1/2"-1-1/2" | PIPE, SEAMLESS | D | 1/2" |  |  | TYPE=PIPE |  | PL |  |  |  |  | mm | 21.336 | 0.5 | 1196.5255 | 8268.44 | 1252.133 |  | 10S | New |  | 1.95 | KG | [6 empty] | SHOP | SKID GAS | 387815 | [7 empty] | 75 | FALSE | 75
PIPE, SEAMLESS, PE, SCH 160, B36.10, A106 Gr. B | ASTM A106 Gr. B |  |  |  | 1/2"-1-1/2" | PIPE, SEAMLESS | D | 3/4" |  |  | TYPE=PIPE |  | PL |  |  |  |  | mm | 26.67 | 0.75 | 1196.5255 | 8268.5075 | 886.5619 |  | 10S | Existing |  | 2.9 | KG | [6 empty] | SHOP | SKID GAS | 387838 | [7 empty] | 75 | FALSE | 75
PIPE, SEAMLESS, PE, SCH 160, B36.10, A106 Gr. B | ASTM A106 Gr. B |  |  |  | 1/2"-1-1/2" | PIPE, SEAMLESS | D | 1/2" |  |  | TYPE=PIPE |  | PL |  |  |  |  | mm | 21.336 | 0.5 | 1196.5255 | 8268.5075 | 798.8619 |  | 10S | New |  | 1.95 | KG | [6 empty] | SHOP | SKID GAS | 387846 | [7 empty] | 75 | FALSE | 75
PIPE, SEAMLESS, PE, SCH 160, B36.10, A106 Gr. B | ASTM A106 Gr. B |  |  |  | 1/2"-1-1/2" | PIPE, SEAMLESS | D | 3/4" | 1 1/2"-FG-B-309-N |  | TYPE=PIPE |  | PL |  |  |  |  | mm | 26.67 | 0.75 | 1102.4755 | 8268.44 | 1145.383 |  | 10S | New |  | 2.9 | KG | [6 empty] | SHOP | SKID GAS | 387893 | [8 empty] | FALSE | 75
PIPE, SEAMLESS, PE, SCH 160, B36.10, A106 Gr. B | ASTM A106 Gr. B |  |  |  | 1/2"-1-1/2" | PIPE, SEAMLESS | D | 3/4" | 1 1/2"-FG-B-309-N |  | TYPE=PIPE |  | PL |  |  |  |  | mm | 26.67 | 0.75 | 1177.4755 | 8268.5075 | 905.6119 |  | 10S | New |  | 2.9 | KG | [6 empty] | SHOP | SKID GAS | 387908 | [7 empty] | 75 | FALSE | 75
PIPE, SEAMLESS, PE, SCH 160, B36.10, A106 Gr. B | ASTM A106 Gr. B |  |  |  | 1/2"-1-1/2" | PIPE, SEAMLESS | D | 3/4" |  |  | TYPE=PIPE |  | PL |  |  |  |  | mm | 26.67 | 0.75 | 1447.3542 | 4705.93 | 1145.383 |  | 10S | New |  | 2.9 | KG | [6 empty] | SHOP | SKID GAS | 387948 | [7 empty] | 75 | FALSE | 75
PIPE, SEAMLESS, PE, SCH 160, B36.10, A106 Gr. B | ASTM A106 Gr. B |  |  |  | 1/2"-1-1/2" | PIPE, SEAMLESS | D | 3/4" |  |  | TYPE=PIPE |  | PL |  |  |  |  | mm | 26.67 | 0.75 | 1372.3542 | 4705.8625 | 905.6119 |  | 10S | New |  | 2.9 | KG | [6 empty] | SHOP | SKID GAS | 387962 | [7 empty] | 75 | FALSE | 75
PIPE, SEAMLESS, PE, SCH 160, B36.10, A106 Gr. B | ASTM A106 Gr. B |  |  |  | 1/2"-1-1/2" | PIPE, SEAMLESS | D | 3/4" |  |  | TYPE=PIPE |  | PL |  |  |  |  | mm | 26.67 | 0.75 | 1353.3042 | 4705.93 | 1164.433 |  | 10S | Existing |  | 2.9 | KG | [6 empty] | SHOP | SKID GAS | 387976 | [7 empty] | 75 | FALSE | 75
PIPE, SEAMLESS, PE, SCH 160, B36.10, A106 Gr. B | ASTM A106 Gr. B |  |  |  | 1/2"-1-1/2" | PIPE, SEAMLESS | D | 1/2" |  |  | TYPE=PIPE |  | PL |  |  |  |  | mm | 21.336 | 0.5 | 1353.3042 | 4705.93 | 1252.133 |  | 10S | New |  | 1.95 | KG | [6 empty] | SHOP | SKID GAS | 387988 | [7 empty] | 75 | FALSE | 75
PIPE, SEAMLESS, PE, SCH 160, B36.10, A106 Gr. B | ASTM A106 Gr. B |  |  |  | 1/2"-1-1/2" | PIPE, SEAMLESS | D | 3/4" |  |  | TYPE=PIPE |  | PL |  |  |  |  | mm | 26.67 | 0.75 | 1353.3042 | 4705.8625 | 886.5619 |  | 10S | Existing |  | 2.9 | KG | [6 empty] | SHOP | SKID GAS | 388007 | [7 empty] | 75 | FALSE | 75
PIPE, SEAMLESS, PE, SCH 160, B36.10, A106 Gr. B | ASTM A106 Gr. B |  |  |  | 1/2"-1-1/2" | PIPE, SEAMLESS | D | 1/2" |  |  | TYPE=PIPE |  | PL |  |  |  |  | mm | 21.336 | 0.5 | 1353.3042 | 4705.8625 | 798.8619 |  | 10S | New |  | 1.95 | KG | [6 empty] | SHOP | SKID GAS | 388019 | [7 empty] | 75 | FALSE | 75
PIPE, SEAMLESS, PE, SCH 160, B36.10, A106 Gr. B | ASTM A106 Gr. B |  |  |  | 1/2"-1-1/2" | PIPE, SEAMLESS | D | 3/4" |  |  | TYPE=PIPE |  | PL |  |  |  |  | mm | 26.67 | 0.75 | 1639.2366 | 4705.8625 | 905.6119 |  | 10S | New |  | 2.9 | KG | [6 empty] | SHOP | SKID GAS | 388033 | [7 empty] | 153.7824 | FALSE | 153.7824
PIPE, SEAMLESS, PE, SCH 160, B36.10, A106 Gr. B | ASTM A106 Gr. B |  |  |  | 1/2"-1-1/2" | PIPE, SEAMLESS | D | 3/4" |  |  | TYPE=PIPE |  | PL |  |  |  |  | mm | 26.67 | 0.75 | 1485.4542 | 4705.93 | 1145.383 |  | 10S | New |  | 2.9 | KG | [6 empty] | SHOP | SKID GAS | 388039 | [7 empty] | 68.875 | FALSE | 68.875
PIPE, SEAMLESS, PE, SCH 160, B36.10, A106 Gr. B | ASTM A106 Gr. B |  |  |  | 1/2"-1-1/2" | PIPE, SEAMLESS | D | 3/4" |  |  | TYPE=PIPE |  | PL |  |  |  |  | mm | 26.67 | 0.75 | 1353.3042 | 4705.8625 | 924.6619 |  | 10S | New |  | 2.9 | KG | [6 empty] | SHOP | SKID GAS | 388041 | [7 empty] | 201.6711 | FALSE | 201.6711
PIPE, SEAMLESS, PE, SCH 160, B36.10, A106 Gr. B | ASTM A106 Gr. B |  |  |  | 1/2"-1-1/2" | PIPE, SEAMLESS | D | 3/4" |  |  | TYPE=PIPE |  | PL |  |  |  |  | mm | 26.67 | 0.75 | 1705.2766 | 4705.8625 | 905.6119 |  | 10S | New |  | 2.9 | KG | [6 empty] | SHOP | SKID GAS | 388066 | [7 empty] | 75 | FALSE | 75
PIPE, SEAMLESS, PE, SCH 160, B36.10, A106 Gr. B | ASTM A106 Gr. B |  |  |  | 1/2"-1-1/2" | PIPE, SEAMLESS | D | 3/4" |  |  | TYPE=PIPE |  | PL |  |  |  |  | mm | 26.67 | 0.75 | 1620.3692 | 4705.93 | 1145.383 |  | 10S | New |  | 2.9 | KG | [6 empty] | SHOP | SKID GAS | 388072 | [7 empty] | 75 | FALSE | 75
PIPE, SEAMLESS, PE, SCH 160, B36.10, A106 Gr. B | ASTM A106 Gr. B |  |  |  | 1/2"-1-1/2" | PIPE, SEAMLESS | D | 3/4" |  |  | TYPE=PIPE |  | PL |  |  |  |  | mm | 26.67 | 0.75 | 1466.4042 | 4686.88 | 1145.383 |  | 10S | New |  | 2.9 | KG | [6 empty] | SHOP | SKID GAS | 388078 | [7 empty] | 75 | FALSE | 75
PIPE, SEAMLESS, PE, SCH 160, B36.10, A106 Gr. B | ASTM A106 Gr. B |  |  |  | 1/2"-1-1/2" | PIPE, SEAMLESS | D | 3/4" |  |  | TYPE=PIPE |  | PL |  |  |  |  | mm | 26.67 | 0.75 | 1466.4042 | 4686.8125 | 905.6119 |  | 10S | New |  | 2.9 | KG | [6 empty] | SHOP | SKID GAS | 388084 | [7 empty] | 75 | FALSE | 75
PIPE, SEAMLESS, PE, SCH 160, B36.10, A106 Gr. B | ASTM A106 Gr. B |  |  |  | 1/2"-1-1/2" | PIPE, SEAMLESS | D | 3/4" |  |  | TYPE=PIPE |  | PL |  |  |  |  | mm | 26.67 | 0.75 | 1466.4042 | 4545.84 | 1145.383 |  | 10S | New |  | 2.9 | KG | [6 empty] | SHOP | SKID GAS | 388103 | [7 empty] | 75 | FALSE | 75
PIPE, SEAMLESS, PE, SCH 160, B36.10, A106 Gr. B | ASTM A106 Gr. B |  |  |  | 1/2"-1-1/2" | PIPE, SEAMLESS | D | 3/4" |  |  | TYPE=PIPE |  | PL |  |  |  |  | mm | 26.67 | 0.75 | 1466.4042 | 4545.7725 | 905.6119 |  | 10S | New |  | 2.9 | KG | [6 empty] | SHOP | SKID GAS | 388109 | [7 empty] | 75 | FALSE | 75
PIPE, SEAMLESS, PE, SCH 160, B36.10, A106 Gr. B | ASTM A106 Gr. B |  |  |  | 1/2"-1-1/2" | PIPE, SEAMLESS | D | 3/4" |  |  | TYPE=PIPE |  | PL |  |  |  |  | mm | 26.67 | 0.75 | 1466.4042 | 4442.4936 | 1145.383 |  | 10S | New |  | 2.9 | KG | [6 empty] | SHOP | SKID GAS | 388127 | [7 empty] | 75 | FALSE | 75
PIPE, SEAMLESS, PE, SCH 160, B36.10, A106 Gr. B | ASTM A106 Gr. B |  |  |  | 1/2"-1-1/2" | PIPE, SEAMLESS | D | 3/4" |  |  | TYPE=PIPE |  | PL |  |  |  |  | mm | 26.67 | 0.75 | 1466.4042 | 4442.4261 | 905.6119 |  | 10S | New |  | 2.9 | KG | [6 empty] | SHOP | SKID GAS | 388133 | [7 empty] | 75 | FALSE | 75
PIPE, SEAMLESS, PE, SCH 160, B36.10, A106 Gr. B | ASTM A106 Gr. B |  |  |  | 1/2"-1-1/2" | PIPE, SEAMLESS | D | 3/4" |  |  | TYPE=PIPE |  | PL |  |  |  |  | mm | 26.67 | 0.75 | 1466.4042 | 4348.4436 | 1126.333 |  | 10S | New |  | 2.9 | KG | [6 empty] | SHOP | SKID GAS | 388155 | [7 empty] | 201.6711 | FALSE | 201.6711
PIPE, SEAMLESS, PE, SCH 160, B36.10, A106 Gr. B | ASTM A106 Gr. B |  |  |  | 1/2"-1-1/2" | PIPE, SEAMLESS | D | 3/4" | 1 1/2"-FG-B-309-N |  | TYPE=PIPE |  | PL |  |  |  |  | mm | 26.67 | 0.75 | 1083.4255 | 8249.39 | 1145.383 |  | 10S | New |  | 2.9 | KG | [6 empty] | SHOP | SKID GAS | 388161 | [7 empty] | 75 | FALSE | 75
PIPE, SEAMLESS, PE, SCH 160, B36.10, A106 Gr. B | ASTM A106 Gr. B |  |  |  | 1/2"-1-1/2" | PIPE, SEAMLESS | D | 3/4" | 1 1/2"-FG-B-309-N |  | TYPE=PIPE |  | PL |  |  |  |  | mm | 26.67 | 0.75 | 1083.4255 | 8249.4575 | 905.6119 |  | 10S | New |  | 2.9 | KG | [6 empty] | SHOP | SKID GAS | 388173 | [7 empty] | 75 | FALSE | 75
PIPE, SEAMLESS, PE, SCH 160, B36.10, A106 Gr. B | ASTM A106 Gr. B |  |  |  | 1/2"-1-1/2" | PIPE, SEAMLESS | D | 3/4" | 1 1/2"-FG-B-309-N |  | TYPE=PIPE |  | PL |  |  |  |  | mm | 26.67 | 0.75 | 1083.4255 | 8146.0436 | 1145.383 |  | 10S | New |  | 2.9 | KG | [6 empty] | SHOP | SKID GAS | 388185 | [7 empty] | 75 | FALSE | 75
PIPE, SEAMLESS, PE, SCH 160, B36.10, A106 Gr. B | ASTM A106 Gr. B |  |  |  | 1/2"-1-1/2" | PIPE, SEAMLESS | D | 3/4" | 1 1/2"-FG-B-309-N |  | TYPE=PIPE |  | PL |  |  |  |  | mm | 26.67 | 0.75 | 1083.4255 | 8051.9936 | 1126.333 |  | 10S | New |  | 2.9 | KG | [6 empty] | SHOP | SKID GAS | 388202 | [7 empty] | 201.6711 | FALSE | 201.6711
PIPE, SEAMLESS, PE, SCH 160, B36.10, A106 Gr. B | ASTM A106 Gr. B |  |  |  | 1/2"-1-1/2" | PIPE, SEAMLESS | D | 3/4" | 1 1/2"-FG-B-309-N |  | TYPE=PIPE |  | PL |  |  |  |  | mm | 26.67 | 0.75 | 1083.4255 | 8071.0436 | 905.6119 |  | 10S | New |  | 2.9 | KG | [6 empty] | SHOP | SKID GAS | 388214 | [7 empty] | 75.0675 | FALSE | 75.0675
PIPE, SEAMLESS, PE, SCH 160, B36.10, A106 Gr. B | ASTM A106 Gr. B |  |  |  | 1/2"-1-1/2" | PIPE, SEAMLESS | D | 3/4" | 1 1/2"-FG-B-309-N |  | TYPE=PIPE |  | PL |  |  |  |  | mm | 26.67 | 0.75 | 1621.4088 | 1819.7543 | 827.7077 |  | 10S | New |  | 2.9 | KG | [6 empty] | SHOP | SKID GAS | 388279 | [8 empty] | FALSE | 75
PIPE, SEAMLESS, PE, SCH 160, B36.10, A106 Gr. B | ASTM A106 Gr. B |  |  |  | 1/2"-1-1/2" | PIPE, SEAMLESS | D | 1/2" |  |  | TYPE=PIPE |  | PL |  |  |  |  | mm | 21.336 | 0.5 | 1787.6425 | 1985.988 | 720.9577 |  | 10S | Existing |  | 1.95 | KG | [6 empty] | SHOP | SKID GAS | 388320 | [7 empty] | 75 | FALSE | 75
PIPE, SEAMLESS, PE, SCH 160, B36.10, A106 Gr. B | ASTM A106 Gr. B |  |  |  | 1/2"-1-1/2" | PIPE, SEAMLESS | D | 3/4" |  |  | TYPE=PIPE |  | PL |  |  |  |  | mm | 26.67 | 0.75 | 1787.6425 | 1985.988 | 733.6577 |  | 10S | Existing |  | 2.9 | KG | [6 empty] | SHOP | SKID GAS | 388339 | [7 empty] | 75 | FALSE | 75
PIPE, SEAMLESS, PE, SCH 160, B36.10, A106 Gr. B | ASTM A106 Gr. B |  |  |  | 1/2"-1-1/2" | PIPE, SEAMLESS | D | 3/4" | 1 1/2"-FG-B-309-N |  | TYPE=PIPE |  | PL |  |  |  |  | mm | 26.67 | 0.75 | 1774.1721 | 1972.5176 | 827.7077 |  | 10S | New |  | 2.9 | KG | [6 empty] | SHOP | SKID GAS | 388361 | [8 empty] | FALSE | 75
PIPE, SEAMLESS, PE, SCH 160, B36.10, A106 Gr. B | ASTM A106 Gr. B |  |  |  | 1/2"-1-1/2" | PIPE, SEAMLESS | D | 3/4" |  |  | TYPE=PIPE |  | PL |  |  |  |  | mm | 26.67 | 0.75 | 1774.1721 | 1972.5176 | 2757.7077 |  | 10S | New |  | 2.9 | KG | [6 empty] | SHOP | SKID GAS | 388391 | [7 empty] | 75 | FALSE | 75
PIPE, SEAMLESS, PE, SCH 160, B36.10, A106 Gr. B | ASTM A106 Gr. B |  |  |  | 1/2"-1-1/2" | PIPE, SEAMLESS | D | 3/4" | 1 1/2"-FG-B-309-N |  | TYPE=PIPE |  | PL |  |  |  |  | mm | 26.67 | 0.75 | 1787.6425 | 1985.988 | 846.7577 |  | 10S | New |  | 2.9 | KG | [6 empty] | SHOP | SKID GAS | 388398 | [7 empty] | 1891.9 | FALSE | 1891.9
PIPE, SEAMLESS, PE, SCH 160, B36.10, A106 Gr. B | ASTM A106 Gr. B |  |  |  | 1/2"-1-1/2" | PIPE, SEAMLESS | D | 3/4" |  |  | TYPE=PIPE |  | PL |  |  |  |  | mm | 26.67 | 0.75 | 1674.4418 | 1872.7873 | 2757.7077 |  | 10S | New |  | 2.9 | KG | [6 empty] | SHOP | SKID GAS | 388413 | [7 empty] | 85.16 | FALSE | 85.16
PIPE, SEAMLESS, PE, SCH 160, B36.10, A106 Gr. B | ASTM A106 Gr. B |  |  |  | 1/2"-1-1/2" | PIPE, SEAMLESS | D | 1/2" |  |  | TYPE=PIPE |  | PL |  |  |  |  | mm | 21.336 | 0.5 | 1787.6425 | 1985.988 | 2864.4577 |  | 10S | New |  | 1.95 | KG | [6 empty] | SHOP | SKID GAS | 388431 | [7 empty] | 75 | FALSE | 75
PIPE, SEAMLESS, PE, SCH 160, B36.10, A106 Gr. B | ASTM A106 Gr. B |  |  |  | 1/2"-1-1/2" | PIPE, SEAMLESS | D | 3/4" |  |  | TYPE=PIPE |  | PL |  |  |  |  | mm | 26.67 | 0.75 | 1787.6425 | 1985.988 | 2851.7577 |  | 10S | Existing |  | 2.9 | KG | [6 empty] | SHOP | SKID GAS | 388450 | [7 empty] | 75 | FALSE | 75
PIPE, SEAMLESS, PE, SCH 160, B36.10, A106 Gr. B | ASTM A106 Gr. B |  |  |  | 1/2"-1-1/2" | PIPE, SEAMLESS | D | 3/4" |  |  | TYPE=PIPE |  | PL |  |  |  |  | mm | 26.67 | 0.75 | 1730.711 | 12425.2155 | 1491.0462 |  | 10S | Existing |  | 2.9 | KG | [6 empty] | SHOP | SKID GAS | 388572 | [7 empty] | 75 | FALSE | 75
PIPE, SEAMLESS, PE, SCH 160, B36.10, A106 Gr. B | ASTM A106 Gr. B |  |  |  | 1/2"-1-1/2" | PIPE, SEAMLESS | D | 1/2" |  |  | TYPE=PIPE |  | PL |  |  |  |  | mm | 21.336 | 0.5 | 1730.711 | 12425.2155 | 1578.7462 |  | 10S | New |  | 1.95 | KG | [6 empty] | SHOP | SKID GAS | 388584 | [7 empty] | 75 | FALSE | 75
PIPE, SEAMLESS, PE, SCH 160, B36.10, A106 Gr. B | ASTM A106 Gr. B |  |  |  | 1/2"-1-1/2" | PIPE, SEAMLESS | D | 3/4" |  |  | TYPE=PIPE |  | PL |  |  |  |  | mm | 26.67 | 0.75 | 1636.661 | 12425.2155 | 1471.9962 |  | 10S | New |  | 2.9 | KG | [6 empty] | SHOP | SKID GAS | 388603 | [7 empty] | 75 | FALSE | 75
PIPE, SEAMLESS, PE, SCH 160, B36.10, A106 Gr. B | ASTM A106 Gr. B |  |  |  | 1/2"-1-1/2" | PIPE, SEAMLESS | D | 3/4" |  |  | TYPE=PIPE |  | PL |  |  |  |  | mm | 26.67 | 0.75 | 1730.711 | 12425.283 | 622.9462 |  | 10S | Existing |  | 2.9 | KG | [6 empty] | SHOP | SKID GAS | 388619 | [7 empty] | 75 | FALSE | 75
PIPE, SEAMLESS, PE, SCH 160, B36.10, A106 Gr. B | ASTM A106 Gr. B |  |  |  | 1/2"-1-1/2" | PIPE, SEAMLESS | D | 1/2" |  |  | TYPE=PIPE |  | PL |  |  |  |  | mm | 21.336 | 0.5 | 1730.711 | 12425.283 | 535.2462 |  | 10S | New |  | 1.95 | KG | [6 empty] | SHOP | SKID GAS | 388631 | [7 empty] | 75 | FALSE | 75
PIPE, SEAMLESS, PE, SCH 160, B36.10, A106 Gr. B | ASTM A106 Gr. B |  |  |  | 1/2"-1-1/2" | PIPE, SEAMLESS | D | 3/4" |  |  | TYPE=PIPE |  | PL |  |  |  |  | mm | 26.67 | 0.75 | 1711.661 | 12425.283 | 641.9962 |  | 10S | New |  | 2.9 | KG | [6 empty] | SHOP | SKID GAS | 388663 | [7 empty] | 75 | FALSE | 75
PIPE, SEAMLESS, PE, SCH 160, B36.10, A106 Gr. B | ASTM A106 Gr. B |  |  |  | 1/2"-1-1/2" | PIPE, SEAMLESS | D | 3/4" |  |  | TYPE=PIPE |  | PL |  |  |  |  | mm | 26.67 | 0.75 | 1470.4676 | 12425.2155 | 1471.9962 |  | 10S | New |  | 2.9 | KG | [6 empty] | SHOP | SKID GAS | 388712 | [7 empty] | 100.1534 | FALSE | 100.1534
PIPE, SEAMLESS, PE, SCH 160, B36.10, A106 Gr. B | ASTM A106 Gr. B |  |  |  | 1/2"-1-1/2" | PIPE, SEAMLESS | D | 3/4" |  |  | TYPE=PIPE |  | PL |  |  |  |  | mm | 26.67 | 0.75 | 1730.711 | 12425.2155 | 1452.9462 |  | 10S | New |  | 2.9 | KG | [6 empty] | SHOP | SKID GAS | 388744 | [7 empty] | 791.9 | FALSE | 791.9
PIPE, SEAMLESS, PE, SCH 160, B36.10, A106 Gr. B | ASTM A106 Gr. B |  |  |  | 1/2"-1-1/2" | PIPE, SEAMLESS | D | 3/4" |  |  | TYPE=PIPE |  | PL |  |  |  |  | mm | 26.67 | 0.75 | 1570.621 | 12425.283 | 641.9962 |  | 10S | New |  | 2.9 | KG | [6 empty] | SHOP | SKID GAS | 388754 | [7 empty] | 100.1534 | FALSE | 100.1534
PIPE, SEAMLESS, PE, SCH 160, B36.10, A106 Gr. B | ASTM A106 Gr. B |  |  |  | 1/2"-1-1/2" | PIPE, SEAMLESS | D | 3/4" |  |  | TYPE=PIPE |  | PL |  |  |  |  | mm | 26.67 | 0.75 | 1025.2324 | 3876.0513 | 1454.0462 |  | 10S | Existing |  | 2.9 | KG | [6 empty] | SHOP | SKID GAS | 388764 | [7 empty] | 75 | FALSE | 75
PIPE, SEAMLESS, PE, SCH 160, B36.10, A106 Gr. B | ASTM A106 Gr. B |  |  |  | 1/2"-1-1/2" | PIPE, SEAMLESS | D | 1/2" |  |  | TYPE=PIPE |  | PL |  |  |  |  | mm | 21.336 | 0.5 | 1025.2324 | 3876.0513 | 1541.7462 |  | 10S | New |  | 1.95 | KG | [6 empty] | SHOP | SKID GAS | 388776 | [7 empty] | 75 | FALSE | 75
PIPE, SEAMLESS, PE, SCH 160, B36.10, A106 Gr. B | ASTM A106 Gr. B |  |  |  | 1/2"-1-1/2" | PIPE, SEAMLESS | D | 3/4" |  |  | TYPE=PIPE |  | PL |  |  |  |  | mm | 26.67 | 0.75 | 1091.7358 | 3809.548 | 1434.9962 |  | 10S | New |  | 2.9 | KG | [6 empty] | SHOP | SKID GAS | 388794 | [7 empty] | 75 | FALSE | 75
PIPE, SEAMLESS, PE, SCH 160, B36.10, A106 Gr. B | ASTM A106 Gr. B |  |  |  | 1/2"-1-1/2" | PIPE, SEAMLESS | D | 3/4" |  |  | TYPE=PIPE |  | PL |  |  |  |  | mm | 26.67 | 0.75 | 1025.2324 | 3876.0514 | 751.9462 |  | 10S | Existing |  | 2.9 | KG | [6 empty] | SHOP | SKID GAS | 388811 | [7 empty] | 75 | FALSE | 75
PIPE, SEAMLESS, PE, SCH 160, B36.10, A106 Gr. B | ASTM A106 Gr. B |  |  |  | 1/2"-1-1/2" | PIPE, SEAMLESS | D | 1/2" |  |  | TYPE=PIPE |  | PL |  |  |  |  | mm | 21.336 | 0.5 | 1025.2324 | 3876.0514 | 664.2462 |  | 10S | New |  | 1.95 | KG | [6 empty] | SHOP | SKID GAS | 388823 | [7 empty] | 75 | FALSE | 75
PIPE, SEAMLESS, PE, SCH 160, B36.10, A106 Gr. B | ASTM A106 Gr. B |  |  |  | 1/2"-1-1/2" | PIPE, SEAMLESS | D | 3/4" |  |  | TYPE=PIPE |  | PL |  |  |  |  | mm | 26.67 | 0.75 | 1038.7028 | 3862.581 | 770.9962 |  | 10S | New |  | 2.9 | KG | [6 empty] | SHOP | SKID GAS | 388855 | [7 empty] | 75 | FALSE | 75
PIPE, SEAMLESS, PE, SCH 160, B36.10, A106 Gr. B | ASTM A106 Gr. B |  |  |  | 1/2"-1-1/2" | PIPE, SEAMLESS | D | 3/4" |  |  | TYPE=PIPE |  | PL |  |  |  |  | mm | 26.67 | 0.75 | 1138.4331 | 3762.8506 | 1434.9962 |  | 10S | New |  | 2.9 | KG | [6 empty] | SHOP | SKID GAS | 388865 | [7 empty] | 106.5034 | FALSE | 106.5034
PIPE, SEAMLESS, PE, SCH 160, B36.10, A106 Gr. B | ASTM A106 Gr. B |  |  |  | 1/2"-1-1/2" | PIPE, SEAMLESS | D | 3/4" |  |  | TYPE=PIPE |  | PL |  |  |  |  | mm | 26.67 | 0.75 | 1138.4331 | 3762.8506 | 770.9962 |  | 10S | New |  | 2.9 | KG | [6 empty] | SHOP | SKID GAS | 388869 | [7 empty] | 106.5034 | FALSE | 106.5034
PIPE, SEAMLESS, PE, SCH 160, B36.10, A106 Gr. B | ASTM A106 Gr. B |  |  |  | 1/2"-1-1/2" | PIPE, SEAMLESS | D | 3/4" |  |  | TYPE=PIPE |  | PL |  |  |  |  | mm | 26.67 | 0.75 | 1138.4331 | 3138.7534 | 1127.9962 |  | 10S | New |  | 2.9 | KG | [6 empty] | SHOP | SKID GAS | 388876 | [7 empty] | 106.5034 | FALSE | 106.5034
PIPE, SEAMLESS, PE, SCH 160, B36.10, A106 Gr. B | ASTM A106 Gr. B |  |  |  | 1/2"-1-1/2" | PIPE, SEAMLESS | D | 3/4" |  |  | TYPE=PIPE |  | PL |  |  |  |  | mm | 26.67 | 0.75 | 1138.4331 | 3138.7534 | 770.9962 |  | 10S | New |  | 2.9 | KG | [6 empty] | SHOP | SKID GAS | 388888 | [7 empty] | 106.5034 | FALSE | 106.5034
PIPE, SEAMLESS, PE, SCH 160, B36.10, A106 Gr. B | ASTM A106 Gr. B |  |  |  | 1/2"-1-1/2" | PIPE, SEAMLESS | D | 3/4" |  |  | TYPE=PIPE |  | PL |  |  |  |  | mm | 26.67 | 0.75 | 1025.2324 | 3025.5527 | 1147.0462 |  | 10S | Existing |  | 2.9 | KG | [6 empty] | SHOP | SKID GAS | 388894 | [7 empty] | 75 | FALSE | 75
PIPE, SEAMLESS, PE, SCH 160, B36.10, A106 Gr. B | ASTM A106 Gr. B |  |  |  | 1/2"-1-1/2" | PIPE, SEAMLESS | D | 1/2" |  |  | TYPE=PIPE |  | PL |  |  |  |  | mm | 21.336 | 0.5 | 1025.2324 | 3025.5527 | 1234.7462 |  | 10S | New |  | 1.95 | KG | [6 empty] | SHOP | SKID GAS | 388907 | [7 empty] | 75 | FALSE | 75
PIPE, SEAMLESS, PE, SCH 160, B36.10, A106 Gr. B | ASTM A106 Gr. B |  |  |  | 1/2"-1-1/2" | PIPE, SEAMLESS | D | 3/4" |  |  | TYPE=PIPE |  | PL |  |  |  |  | mm | 26.67 | 0.75 | 1091.7358 | 3092.0561 | 1127.9962 |  | 10S | New |  | 2.9 | KG | [6 empty] | SHOP | SKID GAS | 388929 | [7 empty] | 75 | FALSE | 75
PIPE, SEAMLESS, PE, SCH 160, B36.10, A106 Gr. B | ASTM A106 Gr. B |  |  |  | 1/2"-1-1/2" | PIPE, SEAMLESS | D | 3/4" |  |  | TYPE=PIPE |  | PL |  |  |  |  | mm | 26.67 | 0.75 | 1025.2324 | 3025.5527 | 751.9462 |  | 10S | Existing |  | 2.9 | KG | [6 empty] | SHOP | SKID GAS | 388941 | [7 empty] | 75 | FALSE | 75
PIPE, SEAMLESS, PE, SCH 160, B36.10, A106 Gr. B | ASTM A106 Gr. B |  |  |  | 1/2"-1-1/2" | PIPE, SEAMLESS | D | 1/2" |  |  | TYPE=PIPE |  | PL |  |  |  |  | mm | 21.336 | 0.5 | 1025.2324 | 3025.5527 | 664.2462 |  | 10S | New |  | 1.95 | KG | [6 empty] | SHOP | SKID GAS | 388953 | [7 empty] | 75 | FALSE | 75
PIPE, SEAMLESS, PE, SCH 160, B36.10, A106 Gr. B | ASTM A106 Gr. B |  |  |  | 1/2"-1-1/2" | PIPE, SEAMLESS | D | 3/4" |  |  | TYPE=PIPE |  | PL |  |  |  |  | mm | 26.67 | 0.75 | 1038.7028 | 3039.0231 | 770.9962 |  | 10S | New |  | 2.9 | KG | [6 empty] | SHOP | SKID GAS | 388981 | [7 empty] | 75 | FALSE | 75
PIPE, SEAMLESS, PE, SCH 160, B36.10, A106 Gr. B | ASTM A106 Gr. B |  |  |  | 1/2"-1-1/2" | PIPE, SEAMLESS | D | 3/4" |  |  | TYPE=PIPE |  | PL |  |  |  |  | mm | 26.67 | 0.75 | 1025.2324 | 3876.0513 | 1415.9462 |  | 10S | New |  | 2.9 | KG | [6 empty] | SHOP | SKID GAS | 389307 | [7 empty] | 625.9 | FALSE | 625.9
PIPE, SEAMLESS, PE, SCH 160, B36.10, A106 Gr. B | ASTM A106 Gr. B |  |  |  | 1/2"-1-1/2" | PIPE, SEAMLESS | D | 3/4" |  |  | TYPE=PIPE |  | PL |  |  |  |  | mm | 26.67 | 0.75 | 1025.2324 | 3025.5527 | 1108.9462 |  | 10S | New |  | 2.9 | KG | [6 empty] | SHOP | SKID GAS | 389317 | [7 empty] | 318.9 | FALSE | 318.9
PIPE, SEAMLESS, PE, SCH 160, B36.10, A106 Gr. B | ASTM A106 Gr. B |  |  |  | 1/2"-1-1/2" | PIPE, SEAMLESS | B | 1/2" | 1/2"-DO-B-504-N |  | TYPE=PIPE |  | PL |  |  |  |  | mm | 21.336 | 0.5 | 441.255 | 3106.4716 | 336.7409 |  | 10S | New |  | 1.95 | KG | [6 empty] | SHOP | SKID GAS | 389452 | [7 empty] | 118.6463 | FALSE | 118.6463
PIPE, SEAMLESS, PE, SCH 160, B36.10, A106 Gr. B | ASTM A106 Gr. B |  |  |  | 1/2"-1-1/2" | PIPE, SEAMLESS | B | 1/2" | 1/2"-DO-B-504-N |  | TYPE=PIPE |  | PL |  |  |  |  | mm | 21.336 | 0.5 | 1236.8053 | 3237.1256 | 336.7409 |  | 10S | New |  | 1.95 | KG | [6 empty] | SHOP | SKID GAS | 389458 | [7 empty] | 75 | FALSE | 75
PIPE, SEAMLESS, PE, SCH 160, B36.10, A106 Gr. B | ASTM A106 Gr. B |  |  |  | 1/2"-1-1/2" | PIPE, SEAMLESS | B | 1/2" | 1/2"-DO-B-504-N |  | TYPE=PIPE |  | PL |  |  |  |  | mm | 21.336 | 0.5 | 1167.0869 | 3167.4073 | 336.7409 |  | 10S | New |  | 1.95 | KG | [6 empty] | SHOP | SKID GAS | 389470 | [7 empty] | 75 | FALSE | 75
PIPE, SEAMLESS, PE, SCH 160, B36.10, A106 Gr. B | ASTM A106 Gr. B |  |  |  | 1/2"-1-1/2" | PIPE, SEAMLESS | B | 1/2" | 1/2"-DO-B-504-N |  | TYPE=PIPE |  | PL |  |  |  |  | mm | 21.336 | 0.5 | 1094.9753 | 3106.4716 | 336.7409 |  | 10S | New |  | 1.95 | KG | [6 empty] | SHOP | SKID GAS | 389486 | [7 empty] | 357.3881 | FALSE | 357.3881
PIPE, SEAMLESS, PE, SCH 160, B36.10, A106 Gr. B | ASTM A106 Gr. B |  |  |  | 1/2"-1-1/2" | PIPE, SEAMLESS | B | 1" | 1"-DO-B-505-N |  | TYPE=PIPE |  | PL |  |  |  |  | mm | 33.401 | 1 | 307.9137 | 5705.0937 | 214.5756 |  | 10S | New |  | 4.24 | KG | [6 empty] | SHOP | SKID GAS | 389496 | [7 empty] | 2576.2701 | FALSE | 2576.2701
PIPE, SEAMLESS, PE, SCH 160, B36.10, A106 Gr. B | ASTM A106 Gr. B |  |  |  | 1/2"-1-1/2" | PIPE, SEAMLESS | B | 1" | 1"-DO-B-505-N |  | TYPE=PIPE |  | PL |  |  |  |  | mm | 33.401 | 1 | 307.9137 | 3084.1196 | 214.5756 |  | 10S | New |  | 4.24 | KG | [6 empty] | SHOP | SKID GAS | 389507 | [7 empty] | 2705.9645 | FALSE | 2705.9645
PIPE, SCH 80, PE, B36.1, A-106 GR.B | ASTM A106 |  |  |  | PIPE, SEAMLESS, 80, 1/2" ND, PE, ASTM A106 | PIPE, SEAMLESS | A1A2 | 1/2" | 1/2"-PRW-A2-201-N |  | TYPE=PIPE |  | PL |  |  |  |  | mm | 21.336 | 0.5 | 397.9137 | 63.134 | 208.5431 |  | 80 | New |  |  | KG | [6 empty] | SHOP | SKID GAS | 389826 | [7 empty] | 2810.8921 | TRUE | 2810.8921
PIPE, SCH 80, PE, B36.1, A-106 GR.B | ASTM A106 |  |  |  | PIPE, SEAMLESS, 80, 1/2" ND, PE, ASTM A106 | PIPE, SEAMLESS | A1A2 | 1/2" | 1/2"-PRW-A2-201-N |  | TYPE=PIPE |  | PL |  |  |  |  | mm | 21.336 | 0.5 | 397.9137 | 4822.8753 | 208.5431 |  | 80 | New |  |  | KG | [6 empty] | SHOP | SKID GAS | 389836 | [7 empty] | 1909.4131 | TRUE | 1909.4131
PIPE, SCH 80, PE, B36.1, A-106 GR.B | ASTM A106 |  |  |  | PIPE, SEAMLESS, 80, 1/2" ND, PE, ASTM A106 | PIPE, SEAMLESS | A1A2 | 1/2" | 1/2"-PRW-A2-202-N |  | TYPE=PIPE |  | PL |  |  |  |  | mm | 21.336 | 0.5 | 489.9898 | 2893.7442 | 300.6192 |  | 80 | New |  |  | KG | [6 empty] | SHOP | SKID GAS | 389856 | [8 empty] | TRUE | 110.4972
PIPE, SCH 80, PE, B36.1, A-106 GR.B | ASTM A106 |  |  |  | PIPE, SEAMLESS, 80, 1/2" ND, PE, ASTM A106 | PIPE, SEAMLESS | A1A2 | 1/2" | 1/2"-PRW-A2-202-N |  | TYPE=PIPE |  | PL |  |  |  |  | mm | 21.336 | 0.5 | 510.2088 | 2893.7442 | 308.9942 |  | 80 | New |  |  | KG | [6 empty] | SHOP | SKID GAS | 389862 | [8 empty] | TRUE | 75
PIPE, SCH 80, PE, B36.1, A-106 GR.B | ASTM A106 |  |  |  | PIPE, SEAMLESS, 80, 1/2" ND, PE, ASTM A106 | PIPE, SEAMLESS | A1A2 | 1/2" | 1/2"-PRW-A2-202-N |  | TYPE=PIPE |  | PL |  |  |  |  | mm | 21.336 | 0.5 | 723.1968 | 2893.7442 | 308.9942 |  | 80 | New |  |  | KG | [6 empty] | SHOP | SKID GAS | 389941 | [7 empty] | 75 | TRUE | 75
PIPE, SCH 80, PE, B36.1, A-106 GR.B | ASTM A106 |  |  |  | PIPE, SEAMLESS, 80, 1/2" ND, PE, ASTM A106 | PIPE, SEAMLESS | A1A2 | 1/2" | 1/2"-PRW-A2-202-N |  | TYPE=PIPE |  | PL |  |  |  |  | mm | 21.336 | 0.5 | 822.0068 | 2893.7442 | 308.9942 |  | 80 | New |  |  | KG | [6 empty] | SHOP | SKID GAS | 389963 | [8 empty] | TRUE | 552.0506
PIPE, SCH 80, PE, B36.1, A-106 GR.B | ASTM A106 |  |  |  | PIPE, SEAMLESS, 80, 1/2" ND, PE, ASTM A106 | PIPE, SEAMLESS | A1A2 | 1/2" | 1/2"-PRW-A2-202-N |  | TYPE=PIPE |  | PL |  |  |  |  | mm | 21.336 | 0.5 | 1450.4817 | 2893.7442 | 751.2782 |  | 80 | New |  |  | KG | [6 empty] | SHOP | SKID GAS | 389973 | [7 empty] | 422.566 | TRUE | 422.566
PIPE, SCH 80, PE, B36.1, A-106 GR.B | ASTM A106 |  |  |  | PIPE, SEAMLESS, 80, 1/2" ND, PE, ASTM A106 | PIPE, SEAMLESS | A1A2 | 1/2" | 1/2"-PRW-A2-202-N |  | TYPE=PIPE |  | PL |  |  |  |  | mm | 21.336 | 0.5 | 1450.4817 | 2913.4622 | 770.9962 |  | 80 | New |  |  | KG | [6 empty] | SHOP | SKID GAS | 389983 | [7 empty] | 91.03 | TRUE | 91.03
PIPE, SCH 80, PE, B36.1, A-106 GR.B | ASTM A106 |  |  |  | PIPE, SEAMLESS, 80, 1/2" ND, PE, ASTM A106 | PIPE, SEAMLESS | A1A2 | 1/2" | 1/2"-PRW-A2-202-N |  | TYPE=PIPE |  | PL |  |  |  |  | mm | 21.336 | 0.5 | 1450.4817 | 3103.3021 | 770.9962 |  | 80 | New |  |  | KG | [6 empty] | SHOP | SKID GAS | 390004 | [7 empty] | 75 | TRUE | 75
PIPE, SEAMLESS, PE, SCH 160, B36.10, A106 Gr. B | ASTM A106 Gr. B |  |  |  | 1/2"-1-1/2" | PIPE, SEAMLESS | B | 1" | 1"-FG-B-319-N |  | TYPE=PIPE |  | PL |  |  |  |  | mm | 33.401 | 1 | 102.3548 | 3450.802 | 3532.4687 |  | 10S | New |  | 4.24 | KG | [6 empty] | SHOP | SKID GAS | 390043 | [7 empty] | 748.6126 | FALSE | 748.6126
PIPE, SEAMLESS, BE, SCH 40, B36.10, A106 Gr. B | API 5L Gr. B |  |  |  | 2"-24" | PIPE, SEAMLESS | B | 2" | 1 1/2"-FG-B-309-N |  | TYPE=PIPE |  | PL |  |  |  |  | mm | 60.325 | 2 | 1450.4817 | 3450.802 | 2744.2521 |  | STD | New |  | 5.44 | KG | [6 empty] | SHOP | SKID GAS | 390055 | [8 empty] | FALSE | 150
PIPE, SEAMLESS, PE, SCH 160, B36.10, A106 Gr. B | ASTM A106 Gr. B |  |  |  | 1/2"-1-1/2" | PIPE, SEAMLESS | B | 1 1/2" | 1 1/2"-FG-B-309-N |  | TYPE=PIPE |  | PL |  |  |  |  | mm | 48.26 | 1.5 | 1450.4817 | 3450.802 | 2970.2514 |  | 10S | New |  | 7.25 | KG | [6 empty] | SHOP | SKID GAS | 390071 | [7 empty] | 150.3759 | FALSE | 150.3759
PIPE, SEAMLESS, PE, SCH 160, B36.10, A106 Gr. B | ASTM A106 Gr. B |  |  |  | 1/2"-1-1/2" | PIPE, SEAMLESS | B | 1 1/2" | 1 1/2"-FG-B-309-N |  | TYPE=PIPE |  | PL |  |  |  |  | mm | 48.26 | 1.5 | 1482.2317 | 3450.802 | 3532.4687 |  | 10S | New |  | 7.25 | KG | [6 empty] | SHOP | SKID GAS | 390081 | [7 empty] | 722.0992 | FALSE | 722.0992
PIPE, SEAMLESS, PE, SCH 160, B36.10, A106 Gr. B | ASTM A106 Gr. B |  |  |  | 1/2"-1-1/2" | PIPE, SEAMLESS | B | 1/2" | 1"-LIH-B-412-N |  | TYPE=PIPE |  | PL |  |  |  |  | mm | 21.336 | 0.5 | 634.0816 | 4051.7115 | 209.3269 |  | 10S | New |  | 1.95 | KG | [6 empty] | SHOP | SKID GAS | 390135 | [7 empty] | 75 | FALSE | 75
PIPE, SEAMLESS, PE, SCH 160, B36.10, A106 Gr. B | ASTM A106 Gr. B |  |  |  | 1/2"-1-1/2" | PIPE, SEAMLESS | B | 1" | 1/2"-LIH-B-405-HT |  | TYPE=PIPE |  | PL |  |  |  |  | mm | 33.401 | 1 | 49075.9931 | 4258.5412 | 164.5756 |  | 10S | New |  | 4.24 | KG | [6 empty] | SHOP | RACK PRINCIPAL | 390231 | [7 empty] | 52.2384 | FALSE | 52.2384
PIPE, SEAMLESS, PE, SCH 160, B36.10, A106 Gr. B | ASTM A106 Gr. B |  |  |  | 1/2"-1-1/2" | PIPE, SEAMLESS | B | 1" | 1/2"-LIH-B-405-HT |  | TYPE=PIPE |  | PL |  |  |  |  | mm | 33.401 | 1 | 49075.9931 | 4340.9803 | 164.5756 |  | 10S | New |  | 4.24 | KG | [6 empty] | SHOP | RACK PRINCIPAL | 390239 | [7 empty] | 65.1218 | FALSE | 65.1218
PIPE, SEAMLESS, PE, SCH 160, B36.10, A106 Gr. B | ASTM A106 Gr. B |  |  |  | 1/2"-1-1/2" | PIPE, SEAMLESS | B | 1" | 1"-DO-B-505-N |  | TYPE=PIPE |  | PL |  |  |  |  | mm | 33.401 | 1 | 49171.9992 | 4408.6357 | 164.5756 |  | 10S | New |  | 4.24 | KG | [6 empty] | SHOP | RACK PRINCIPAL | 390267 | [7 empty] | 289.2991 | FALSE | 289.2991
PIPE, SEAMLESS, PE, SCH 160, B36.10, A106 Gr. B | ASTM A106 Gr. B |  |  |  | 1/2"-1-1/2" | PIPE, SEAMLESS | B | 1/2" | 1"-LIH-B-412-N |  | TYPE=PIPE |  | PL |  |  |  |  | mm | 21.336 | 0.5 | 945.6662 | 4051.7008 | 209.3269 |  | 10S | New |  | 1.95 | KG | [6 empty] | SHOP | SKID GAS | 390312 | [7 empty] | 75 | FALSE | 75
PIPE, SEAMLESS, PE, SCH 160, B36.10, A106 Gr. B | ASTM A106 Gr. B |  |  |  | 1/2"-1-1/2" | PIPE, SEAMLESS | B | 1" | 1"-LIH-B-412-N |  | TYPE=PIPE |  | PL |  |  |  |  | mm | 33.401 | 1 | 1039.7162 | 4051.6976 | 209.3269 |  | 10S | New |  | 4.24 | KG | [6 empty] | SHOP | SKID GAS | 390327 | [8 empty] | FALSE | 287.0014
PIPE, SEAMLESS, PE, SCH 160, B36.10, A106 Gr. B | ASTM A106 Gr. B |  |  |  | 1/2"-1-1/2" | PIPE, SEAMLESS | B | 1" | 1"-LIH-B-412-N |  | TYPE=PIPE |  | PL |  |  |  |  | mm | 33.401 | 1 | 1450.4817 | 3799.1274 | 1050.9962 |  | 10S | New |  | 4.24 | KG | [6 empty] | SHOP | SKID GAS | 390365 | [7 empty] | 100 | FALSE | 100
PIPE, SEAMLESS, PE, SCH 160, B36.10, A106 Gr. B | ASTM A106 Gr. B |  |  |  | 1/2"-1-1/2" | PIPE, SEAMLESS | B | 1" | 1"-LIH-B-412-N |  | TYPE=PIPE |  | PL |  |  |  |  | mm | 33.401 | 1 | 1450.4817 | 3929.328 | 1050.9962 |  | 10S | New |  | 4.24 | KG | [6 empty] | SHOP | SKID GAS | 390377 | [7 empty] | 100 | FALSE | 100
PIPE, SEAMLESS, PE, SCH 160, B36.10, A106 Gr. B | ASTM A106 Gr. B |  |  |  | 1/2"-1-1/2" | PIPE, SEAMLESS | B | 1" | 1"-LIH-B-412-N |  | TYPE=PIPE |  | PL |  |  |  |  | mm | 33.401 | 1 | 487.9581 | 3941.9185 | 208.5431 |  | 10S | New |  | 4.24 | KG | [6 empty] | SHOP | SKID GAS | 390399 | [8 empty] | FALSE | 3903.9559
PIPE, SEAMLESS, PE, SCH 160, B36.10, A106 Gr. B | ASTM A106 Gr. B |  |  |  | 1/2"-1-1/2" | PIPE, SEAMLESS | B | 1" | 1"-LIH-B-412-N |  | TYPE=PIPE |  | PL |  |  |  |  | mm | 33.401 | 1 | 1450.4817 | 4051.68 | 1028.6442 |  | 10S | New |  | 4.24 | KG | [6 empty] | SHOP | SKID GAS | 390523 | [7 empty] | 796.9653 | FALSE | 796.9653
PIPE, SEAMLESS, PE, SCH 160, B36.10, A106 Gr. B | ASTM A106 Gr. B |  |  |  | 1/2"-1-1/2" | PIPE, SEAMLESS | B | 1" | 1"-LIH-B-411-N |  | TYPE=PIPE |  | PL |  |  |  |  | mm | 33.401 | 1 | 326.6693 | 2513.9441 | 315.0267 |  | 10S | New |  | 4.24 | KG | [6 empty] | SHOP | SKID GAS | 390537 | [7 empty] | 1101.4604 | FALSE | 1101.4604
PIPE, SEAMLESS, PE, SCH 160, B36.10, A106 Gr. B | ASTM A106 Gr. B |  |  |  | 1/2"-1-1/2" | PIPE, SEAMLESS | B | 1" | 1"-PG-B-317-N |  | TYPE=PIPE |  | PL |  |  |  |  | mm | 33.401 | 1 | 606.262 | 2417.9441 | 214.5756 |  | 10S | New |  | 4.24 | KG | [6 empty] | SHOP | SKID GAS | 390561 | [7 empty] | 821.8677 | FALSE | 821.8677
PIPE, SEAMLESS, PE, SCH 160, B36.10, A106 Gr. B | ASTM A106 Gr. B |  |  |  | 1/2"-1-1/2" | PIPE, SEAMLESS | B | 1" | 1"-PG-B-316-N |  | TYPE=PIPE |  | PL |  |  |  |  | mm | 33.401 | 1 | 2083.5283 | 2417.9441 | 3101.6857 |  | 10S | New |  | 4.24 | KG | [6 empty] | SHOP | SKID GAS | 390581 | [7 empty] | 610.6946 | FALSE | 610.6946
PIPE, SEAMLESS, BE, SCH 80, B36.10, A106 Gr B | API 5L Gr. B |  |  |  | 3"-8" | PIPE, SEAMLESS | D | 4" | 4"-PG-D-314-N |  | TYPE=PIPE |  | PL |  |  |  |  | mm | 114.3 | 4 | 70568.0198 | 11040.183 | 438.198 |  | STD | New |  | 22.32 | KG | [6 empty] | SHOP | RACK PRINCIPAL | 390630 | [7 empty] | 2094.6778 | FALSE | 2094.6778
PIPE, SEAMLESS, PE, SCH 160, B36.10, A106 Gr. B | ASTM A106 Gr. B |  |  |  | 1/2"-1-1/2" | PIPE, SEAMLESS | B | 1" | 1"-PG-B-318-N |  | TYPE=PIPE |  | PL |  |  |  |  | mm | 33.401 | 1 | 1450.4817 | 2592.2021 | 2060.9962 |  | 10S | New |  | 4.24 | KG | [6 empty] | SHOP | SKID GAS | 390704 | [7 empty] | 510.2745 | FALSE | 510.2745
PIPE, SEAMLESS, PE, SCH 160, B36.10, A106 Gr. B | ASTM A106 Gr. B |  |  |  | 1/2"-1-1/2" | PIPE, SEAMLESS | D | 1 1/2" | 1 1/2"-R-D-603-N |  | TYPE=PIPE |  | PL |  |  |  |  | mm | 48.26 | 1.5 | 1227.2776 | 9076.7055 | 3175.3843 |  | 10S | New |  | 7.25 | KG | [6 empty] | SHOP | SKID GAS | 390712 | [7 empty] | 1815.6889 | FALSE | 1815.6889
PIPE, SEAMLESS, BE, SCH 40, B36.10, A106 Gr. B | API 5L Gr. B |  |  |  | 2"-24" | PIPE, SEAMLESS | B | 2" | 3"-R-B-602-N |  | TYPE=PIPE |  | PL |  |  |  |  | mm | 60.325 | 2 | 897.0366 | 9674.8267 | 4579.4785 |  | STD | New |  | 5.44 | KG | [6 empty] | SHOP | SKID GAS | 390722 | [7 empty] | 150 | FALSE | 150
PIPE, SEAMLESS, BE, SCH 40, B36.10, A106 Gr. B | API 5L Gr. B |  |  |  | 2"-24" | PIPE, SEAMLESS | B | 2" | 3"-R-B-601-N |  | TYPE=PIPE |  | PL |  |  |  |  | mm | 60.325 | 2 | 897.0366 | 10254.2267 | 4579.4785 |  | STD | New |  | 5.44 | KG | [6 empty] | SHOP | SKID GAS | 390728 | [7 empty] | 150 | FALSE | 150
PIPE, SEAMLESS, BE, SCH 40, B36.10, A106 Gr. B | API 5L Gr. B |  |  |  | 2"-24" | PIPE, SEAMLESS | B | 2" | 3"-R-B-602-N |  | TYPE=PIPE |  | PL |  |  |  |  | mm | 60.325 | 2 | 1088.6926 | 9674.8267 | 4579.4785 |  | STD | New |  | 5.44 | KG | [6 empty] | SHOP | SKID GAS | 390746 | [7 empty] | 150 | FALSE | 150
PIPE, SEAMLESS, BE, SCH 40, B36.10, A106 Gr. B | API 5L Gr. B |  |  |  | 2"-24" | PIPE, SEAMLESS | B | 2" | 3"-R-B-601-N |  | TYPE=PIPE |  | PL |  |  |  |  | mm | 60.325 | 2 | 1088.6926 | 10254.2267 | 4579.4785 |  | STD | New |  | 5.44 | KG | [6 empty] | SHOP | SKID GAS | 390752 | [7 empty] | 150 | FALSE | 150
PIPE, SEAMLESS, PE, SCH 160, B36.10, A106 Gr. B | ASTM A106 Gr. B |  |  |  | 1/2"-1-1/2" | PIPE, SEAMLESS | D | 1 1/2" | 1 1/2"-R-D-600-N |  | TYPE=PIPE |  | PL |  |  |  |  | mm | 48.26 | 1.5 | 1359.3426 | 10254.2267 | 4305.6535 |  | 10S | New |  | 7.25 | KG | [6 empty] | SHOP | SKID GAS | 390770 | [7 empty] | 150 | FALSE | 150
PIPE, SEAMLESS, PE, SCH 160, B36.10, A106 Gr. B | ASTM A106 Gr. B |  |  |  | 1/2"-1-1/2" | PIPE, SEAMLESS | D | 1 1/2" | 1 1/2"-R-D-600-N |  | TYPE=PIPE |  | PL |  |  |  |  | mm | 48.26 | 1.5 | 1359.3426 | 9674.8267 | 4305.6535 |  | 10S | New |  | 7.25 | KG | [6 empty] | SHOP | SKID GAS | 390776 | [7 empty] | 150 | FALSE | 150
PIPE, SEAMLESS, BE, SCH 40, B36.10, A106 Gr. B | API 5L Gr. B |  |  |  | 2"-24" | PIPE, SEAMLESS | B | 2" | 3"-R-B-605-N |  | TYPE=PIPE |  | PL |  |  |  |  | mm | 60.325 | 2 | 764.9716 | 9076.7055 | 3555.4934 |  | STD | New |  | 5.44 | KG | [6 empty] | SHOP | SKID GAS | 390803 | [7 empty] | 150 | FALSE | 150
PIPE, SEAMLESS, BE, SCH 40, B36.10, A106 Gr. B | API 5L Gr. B |  |  |  | 2"-24" | PIPE, SEAMLESS | B | 2" | 3"-R-B-605-N |  | TYPE=PIPE |  | PL |  |  |  |  | mm | 60.325 | 2 | 956.6276 | 9076.7055 | 3555.4934 |  | STD | New |  | 5.44 | KG | [6 empty] | SHOP | SKID GAS | 390815 | [7 empty] | 150 | FALSE | 150
PIPE, SEAMLESS, BE, SCH 40, B36.10, A106 Gr. B | API 5L Gr. B |  |  |  | 2"-24" | PIPE, SEAMLESS | B | 3" | 3"-R-B-605-N |  | TYPE=PIPE |  | PL |  |  |  |  | mm | 88.9 | 3 | 675.9725 | 9076.7055 | 3555.4934 |  | STD | New |  | 11.29 | KG | [6 empty] | SHOP | SKID GAS | 390825 | [7 empty] | 481.6698 | FALSE | 481.6698
PIPE, SEAMLESS, PE, SCH 160, B36.10, A106 Gr. B | ASTM A106 Gr. B |  |  |  | 1/2"-1-1/2" | PIPE, SEAMLESS | B | 1" | 2"-R-B-613-N |  | TYPE=PIPE |  | PL |  |  |  |  | mm | 33.401 | 1 | 1450.4817 | 3116.002 | 2250.9962 |  | 10S | New |  | 4.24 | KG | [6 empty] | SHOP | SKID GAS | 390835 | [8 empty] | FALSE | 100
PIPE, SEAMLESS, PE, SCH 160, B36.10, A106 Gr. B | ASTM A106 Gr. B |  |  |  | 1/2"-1-1/2" | PIPE, SEAMLESS | B | 1" | 2"-R-B-613-N |  | TYPE=PIPE |  | PL |  |  |  |  | mm | 33.401 | 1 | 1450.4817 | 2985.8014 | 2250.9962 |  | 10S | New |  | 4.24 | KG | [6 empty] | SHOP | SKID GAS | 390847 | [8 empty] | FALSE | 100
PIPE, SEAMLESS, PE, SCH 160, B36.10, A106 Gr. B | ASTM A106 Gr. B |  |  |  | 1/2"-1-1/2" | PIPE, SEAMLESS | B | 1" | 2"-R-B-613-N |  | TYPE=PIPE |  | PL |  |  |  |  | mm | 33.401 | 1 | 1450.4817 | 2863.4494 | 2273.3482 |  | 10S | New |  | 4.24 | KG | [6 empty] | SHOP | SKID GAS | 390859 | [8 empty] | FALSE | 100
PIPE, SEAMLESS, BE, SCH 40, B36.10, A106 Gr. B | API 5L Gr. B |  |  |  | 2"-24" | PIPE, SEAMLESS | B | 6" | 6"-R-B-617-N |  | TYPE=PIPE |  | PL |  |  |  |  | mm | 168.275 | 6 | 80.0028 | 2210.1581 | 3175.1411 |  | STD | New |  | 28.26 | KG | [6 empty] | SHOP | SKID GAS | 390879 | [7 empty] | 510.5433 | FALSE | 510.5433
PIPE, SEAMLESS, BE, SCH 40, B36.10, A106 Gr. B | API 5L Gr. B |  |  |  | 2"-24" | PIPE, SEAMLESS | B | 3" | 3"-R-B-616-N |  | TYPE=PIPE |  | PL |  |  |  |  | mm | 88.9 | 3 | 194.3028 | 2863.4494 | 3556.2681 |  | STD | New |  | 11.29 | KG | [6 empty] | SHOP | SKID GAS | 390893 | [7 empty] | 1060.1036 | FALSE | 1060.1036
PIPE, SEAMLESS, BE, SCH 80, B36.10, A106 Gr B | API 5L Gr. B |  |  |  | 3"-8" | PIPE, SEAMLESS | D | 4" | 4"-PG-D-314-N |  | TYPE=PIPE |  | PL |  |  |  |  | mm | 114.3 | 4 | 50125.95 | 4146.5566 | 2899.2857 |  | STD | New |  | 22.32 | KG | [6 empty] | SHOP | RACK PRINCIPAL | 390910 | [7 empty] | 1691.7817 | FALSE | 1691.7817
PIPE, SEAMLESS, BE, SCH 160, B36.10, A106 Gr. B | ASTM A106 Gr. B |  |  |  | PIPE BE 160 | PIPE, SEAMLESS | E | 4" | 4"-MUL-K-002-N |  | TYPE=PIPE |  | PL |  |  |  |  | mm | 114.3 | 4 | 15196.4964 | 2277.6022 | 132.1274 |  | 10S | New |  | 33.54 | KG | [6 empty] | SHOP | RACK PRINCIPAL | 390958 | [7 empty] | 2149.9999 | FALSE | 2149.9999
PIPE, SEAMLESS, BE, SCH 160, B36.10, A106 Gr. B | ASTM A106 Gr. B |  |  |  | PIPE BE 160 | PIPE, SEAMLESS | E | 4" | 4"-MUL-K-002-N |  | TYPE=PIPE |  | PL |  |  |  |  | mm | 114.3 | 4 | 18980.7817 | 2534.6502 | 129.5577 |  | 10S | New |  | 33.54 | KG | [6 empty] | SHOP | RACK PRINCIPAL | 390968 | [7 empty] | 1546.2528 | FALSE | 1546.2528
PIPE, SEAMLESS, BE, SCH 160, B36.10, A106 Gr. B | ASTM A106 Gr. B |  |  |  | PIPE BE 160 | PIPE, SEAMLESS | E | 4" | 4"-MUL-K-002-N |  | TYPE=PIPE |  | PL |  |  |  |  | mm | 114.3 | 4 | 18268.6179 | 2277.6022 | 132.5577 |  | 10S | New |  | 33.54 | KG | [6 empty] | SHOP | RACK PRINCIPAL | 390978 | [7 empty] | 1600.2054 | FALSE | 1600.2054
PIPE, SEAMLESS, BE, SCH 40, B36.10, A106 Gr. B | API 5L Gr. B |  |  |  | 2"-24" | PIPE, SEAMLESS | B | 2" | 2"-R-B-613-N |  | TYPE=PIPE |  | PL |  |  |  |  | mm | 60.325 | 2 | 1450.4817 | 2863.4494 | 2449.3476 |  | STD | New |  | 5.44 | KG | [6 empty] | SHOP | SKID GAS | 391004 | [7 empty] | 891.7952 | FALSE | 891.7952
PIPE, SEAMLESS, PE, SCH 160, B36.10, A106 Gr. B | ASTM A106 Gr. B |  |  |  | PIPE BE 160 | PIPE, SEAMLESS | E | 1 1/2" | 1 1/2"-R-D-603-N |  | TYPE=PIPE |  | PL |  |  |  |  | mm | 48.26 | 1.5 | 18618.6179 | 2277.6022 | 211.9327 |  | 10S | New |  | 7.25 | KG | [6 empty] | SHOP | RACK PRINCIPAL | 391155 | [7 empty] | 1598.5923 | FALSE | 1598.5923
PIPE, SEAMLESS, BE, SCH 80, B36.10, A106 Gr B | API 5L Gr. B |  |  |  | 3"-8" | PIPE, SEAMLESS | D | 4" | 4"-MUL-D-014-N |  | TYPE=PIPE |  | PL |  |  |  |  | mm | 114.3 | 4 | 49550.7757 | 1581.6022 | 181.15 |  | STD | New |  | 22.32 | KG | [6 empty] | SHOP | RACK PRINCIPAL | 391406 | [7 empty] | 130 | FALSE | 130
PIPE, SEAMLESS, BE, SCH 80, B36.10, A106 Gr B | API 5L Gr. B |  |  |  | 3"-8" | PIPE, SEAMLESS | D | 4" | 4"-PG-D-332-N |  | TYPE=PIPE |  | PL |  |  |  |  | mm | 114.3 | 4 | 81490.0492 | 13603.3283 | 438.198 |  | STD | New |  | 22.32 | KG | [6 empty] | SHOP | RACK PRINCIPAL | 391416 | [7 empty] | 4666.8359 | FALSE | 4666.8359
PIPE, SEAMLESS, BE, SCH 80, B36.10, A106 Gr B | API 5L Gr. B |  |  |  | 3"-8" | PIPE, SEAMLESS | D | 4" | 4"-PG-D-314-N |  | TYPE=PIPE |  | PL |  |  |  |  | mm | 114.3 | 4 | 59781.9683 | 10887.783 | 181.15 |  | STD | New |  | 22.32 | KG | [6 empty] | SHOP | RACK PRINCIPAL | 391432 | [7 empty] | 10681.4035 | FALSE | 10681.4035
PIPE, SCH 80, PE, B36.1, A-106 GR.B | ASTM A106 |  |  |  | PIPE, SEAMLESS, 80, 1/2" ND, PE, ASTM A106 | PIPE, SEAMLESS | A1A2 | 1/2" | 1/2"-IA-A1-902-N |  | TYPE=PIPE |  | PL |  |  |  |  | mm | 21.336 | 0.5 | 86219.779 | 11060.783 | 84.668 |  | 80 | New |  |  | KG | [6 empty] | SHOP | RACK PRINCIPAL | 391442 | [7 empty] | 2710.9326 | TRUE | 2710.9326
PIPE, SCH 80, PE, B36.1, A-106 GR.B | ASTM A106 |  |  |  | PIPE, SEAMLESS, 80, 1/2" ND, PE, ASTM A106 | PIPE, SEAMLESS | A1A2 | 1/2" | 1/2"-IA-A1-902-N |  | TYPE=PIPE |  | PL |  |  |  |  | mm | 21.336 | 0.5 | 77538.2064 | 11060.783 | 84.668 |  | 80 | New |  |  | KG | [6 empty] | SHOP | RACK PRINCIPAL | 391452 | [7 empty] | 5950 | TRUE | 5950
PIPE, SEAMLESS, PE, SCH 160, B36.10, A106 Gr. B | ASTM A106 Gr. B |  |  |  | 1/2"-1-1/2" | PIPE, SEAMLESS | B | 1/2" | 1/2"-PRW-A2-204-N |  | TYPE=PIPE |  | PL |  |  |  |  | mm | 21.336 | 0.5 | 82795.8093 | 38463.2218 | 1955.3861 |  | 10S | New |  | 1.95 | KG | [6 empty] | SHOP | RACK PRINCIPAL | 391471 | [8 empty] | FALSE | 75
PIPE, SEAMLESS, BE, SCH 80, B36.10, A106 Gr B | API 5L Gr. B |  |  |  | 3"-8" | PIPE, SEAMLESS | D | 4" | 4"-PG-D-334-N |  | TYPE=PIPE |  | PL |  |  |  |  | mm | 114.3 | 4 | 2133.6906 | 1005.519 | 488.198 |  | STD | New |  | 22.32 | KG | [6 empty] | SHOP | SKID MEDICION | 391517 | [8 empty] | FALSE | 200
PIPE, SEAMLESS, BE, SCH 80, B36.10, A106 Gr B | API 5L Gr. B |  |  |  | 3"-8" | PIPE, SEAMLESS | D | 4" | 4"-PG-D-328-N |  | TYPE=PIPE |  | PL |  |  |  |  | mm | 114.3 | 4 | 5425.4838 | 805.519 | 488.198 |  | STD | New |  | 22.32 | KG | [6 empty] | SHOP | SKID MEDICION | 391533 | [7 empty] | 247.752 | FALSE | 247.752
PIPE, SEAMLESS, BE, SCH 80, B36.10, A106 Gr B | API 5L Gr. B |  |  |  | 3"-8" | PIPE, SEAMLESS | D | 4" | 4"-PG-D-328-N |  | TYPE=PIPE |  | PL |  |  |  |  | mm | 114.3 | 4 | 5425.4838 | 1262.567 | 488.198 |  | STD | New |  | 22.32 | KG | [6 empty] | SHOP | SKID MEDICION | 391543 | [7 empty] | 247.752 | FALSE | 247.752
PIPE, SEAMLESS, BE, SCH 80, B36.10, A106 Gr B | API 5L Gr. B |  |  |  | 3"-8" | PIPE, SEAMLESS | D | 4" | 4"-PG-D-302-N |  | TYPE=PIPE |  | PL |  |  |  |  | mm | 114.3 | 4 | 1071.894 | 1510.319 | 488.198 |  | STD | New |  | 22.32 | KG | [6 empty] | SHOP | SKID MEDICION | 391557 | [7 empty] | 495.504 | FALSE | 495.504
PIPE, SEAMLESS, PE, SCH 160, B36.10, A106 Gr. B | ASTM A106 Gr. B |  |  |  | 1/2"-1-1/2" | PIPE, SEAMLESS | B | 1" | 1"-DO-B-510-N |  | TYPE=PIPE |  | PL |  |  |  |  | mm | 33.401 | 1 | 83722.672 | 38491.032 | 1401.648 |  | 10S | New |  | 4.24 | KG | [6 empty] | SHOP | RACK PRINCIPAL | 391681 | [8 empty] | FALSE | 1238.5955
PIPE, SEAMLESS, PE, SCH 160, B36.10, A106 Gr. B | ASTM A106 Gr. B |  |  |  | 1/2"-1-1/2" | PIPE, SEAMLESS | B | 1" | 1"-DO-B-510-N |  | TYPE=PIPE |  | PL |  |  |  |  | mm | 33.401 | 1 | 82807.9902 | 38491.032 | 1424 |  | 10S | New |  | 4.24 | KG | [6 empty] | SHOP | RACK PRINCIPAL | 391687 | [8 empty] | FALSE | 100
PIPE, SEAMLESS, PE, SCH 160, B36.10, A106 Gr. B | ASTM A106 Gr. B |  |  |  | 1/2"-1-1/2" | PIPE, SEAMLESS | B | 1" | 1"-DO-B-510-N |  | TYPE=PIPE |  | PL |  |  |  |  | mm | 33.401 | 1 | 82979.8722 | 38491.032 | 1424 |  | 10S | New |  | 4.24 | KG | [6 empty] | SHOP | RACK PRINCIPAL | 391704 | [8 empty] | FALSE | 720.4479
PIPE, SCH 80, PE, B36.1, A-106 GR.B | ASTM A106 |  |  |  | PIPE, SEAMLESS, 80, 1/2" ND, PE, ASTM A106 | PIPE, SEAMLESS | A1A2 | 1/2" | 1/2"-PRW-A2-204-N |  | TYPE=PIPE |  | PL |  |  |  |  | mm | 21.336 | 0.5 | 82890.5273 | 38482.9399 | 1955.3861 |  | 80 | New |  |  | KG | [6 empty] | SHOP | RACK PRINCIPAL | 391782 | [8 empty] | TRUE | 75
PIPE, SCH 80, PE, B36.1, A-106 GR.B | ASTM A106 |  |  |  | PIPE, SEAMLESS, 80, 1/2" ND, PE, ASTM A106 | PIPE, SEAMLESS | A1A2 | 1/2" | 1/2"-PRW-A2-204-N |  | TYPE=PIPE |  | PL |  |  |  |  | mm | 21.336 | 0.5 | 82890.5273 | 38613.3119 | 1955.3861 |  | 80 | New |  |  | KG | [6 empty] | SHOP | RACK PRINCIPAL | 391792 | [8 empty] | TRUE | 80.282
PIPE, SCH 80, PE, B36.1, A-106 GR.B | ASTM A106 |  |  |  | PIPE, SEAMLESS, 80, 1/2" ND, PE, ASTM A106 | PIPE, SEAMLESS | A1A2 | 1/2" | 1/2"-PRW-A2-204-N |  | TYPE=PIPE |  | PL |  |  |  |  | mm | 21.336 | 0.5 | 82890.5273 | 38717.4038 | 1955.3861 |  | 80 | New |  |  | KG | [6 empty] | SHOP | RACK PRINCIPAL | 391827 | [8 empty] | TRUE | 75
PIPE, SCH 80, PE, B36.1, A-106 GR.B | ASTM A106 |  |  |  | PIPE, SEAMLESS, 80, 1/2" ND, PE, ASTM A106 | PIPE, SEAMLESS | A1A2 | 1/2" | 1/2"-PRW-A2-204-N |  | TYPE=PIPE |  | PL |  |  |  |  | mm | 21.336 | 0.5 | 83632.672 | 38812.1218 | 1935.6681 |  | 80 | New |  |  | KG | [6 empty] | SHOP | RACK PRINCIPAL | 391873 | [8 empty] | TRUE | 1781.2821
PIPE, SEAMLESS, PE, SCH 160, B36.10, A106 Gr. B | ASTM A106 Gr. B |  |  |  | 1/2"-1-1/2" | PIPE, SEAMLESS | B | 1" | 1"-DO-B-511-N |  | TYPE=PIPE |  | PL |  |  |  |  | mm | 33.401 | 1 | 82807.9902 | 43053.5311 | 1424 |  | 10S | New |  | 4.24 | KG | [6 empty] | SHOP | RACK PRINCIPAL | 391922 | [8 empty] | FALSE | 100
PIPE, SEAMLESS, PE, SCH 160, B36.10, A106 Gr. B | ASTM A106 Gr. B |  |  |  | 1/2"-1-1/2" | PIPE, SEAMLESS | B | 1" | 1"-DO-B-511-N |  | TYPE=PIPE |  | PL |  |  |  |  | mm | 33.401 | 1 | 82979.8722 | 43053.5311 | 1424 |  | 10S | New |  | 4.24 | KG | [6 empty] | SHOP | RACK PRINCIPAL | 391934 | [8 empty] | FALSE | 720.4479
PIPE, SEAMLESS, PE, SCH 160, B36.10, A106 Gr. B | ASTM A106 Gr. B |  |  |  | 1/2"-1-1/2" | PIPE, SEAMLESS | B | 1" | 1"-DO-B-511-N |  | TYPE=PIPE |  | PL |  |  |  |  | mm | 33.401 | 1 | 83722.672 | 43053.5311 | 1401.648 |  | 10S | New |  | 4.24 | KG | [6 empty] | SHOP | RACK PRINCIPAL | 391959 | [7 empty] | 1238.5955 | FALSE | 1238.5955
PIPE, SEAMLESS, PE, SCH 160, B36.10, A106 Gr. B | ASTM A106 Gr. B |  |  |  | 1/2"-1-1/2" | PIPE, SEAMLESS | B | 1" | 1"-DO-B-509-N |  | TYPE=PIPE |  | PL |  |  |  |  | mm | 33.401 | 1 | 83722.672 | 43075.8831 | 140.7005 |  | 10S | New |  | 4.24 | KG | [6 empty] | SHOP | RACK PRINCIPAL | 391965 | [7 empty] | 100 | FALSE | 100
PIPE, SEAMLESS, PE, SCH 160, B36.10, A106 Gr. B | ASTM A106 Gr. B |  |  |  | 1/2"-1-1/2" | PIPE, SEAMLESS | B | 1/2" | 1/2"-PRW-A2-206-N |  | TYPE=PIPE |  | PL |  |  |  |  | mm | 21.336 | 0.5 | 82795.8093 | 43053.5311 | 1924 |  | 10S | New |  | 1.95 | KG | [6 empty] | SHOP | RACK PRINCIPAL | 391987 | [8 empty] | FALSE | 75
PIPE, SCH 80, PE, B36.1, A-106 GR.B | ASTM A106 |  |  |  | PIPE, SEAMLESS, 80, 1/2" ND, PE, ASTM A106 | PIPE, SEAMLESS | A1A2 | 1/2" | 1/2"-PRW-A2-206-N |  | TYPE=PIPE |  | PL |  |  |  |  | mm | 21.336 | 0.5 | 82890.5273 | 43073.2491 | 1924 |  | 80 | New |  |  | KG | [6 empty] | SHOP | RACK PRINCIPAL | 392020 | [8 empty] | TRUE | 75
PIPE, SCH 80, PE, B36.1, A-106 GR.B | ASTM A106 |  |  |  | PIPE, SEAMLESS, 80, 1/2" ND, PE, ASTM A106 | PIPE, SEAMLESS | A1A2 | 1/2" | 1/2"-PRW-A2-206-N |  | TYPE=PIPE |  | PL |  |  |  |  | mm | 21.336 | 0.5 | 82890.5273 | 43203.6211 | 1924 |  | 80 | New |  |  | KG | [6 empty] | SHOP | RACK PRINCIPAL | 392030 | [8 empty] | TRUE | 80.282
PIPE, SCH 80, PE, B36.1, A-106 GR.B | ASTM A106 |  |  |  | PIPE, SEAMLESS, 80, 1/2" ND, PE, ASTM A106 | PIPE, SEAMLESS | A1A2 | 1/2" | 1/2"-PRW-A2-206-N |  | TYPE=PIPE |  | PL |  |  |  |  | mm | 21.336 | 0.5 | 82890.5273 | 43307.713 | 1924 |  | 80 | New |  |  | KG | [6 empty] | SHOP | RACK PRINCIPAL | 392040 | [8 empty] | TRUE | 75
PIPE, SCH 80, PE, B36.1, A-106 GR.B | ASTM A106 |  |  |  | PIPE, SEAMLESS, 80, 1/2" ND, PE, ASTM A106 | PIPE, SEAMLESS | A1A2 | 1/2" | 1/2"-PRW-A2-205-N |  | TYPE=PIPE |  | PL |  |  |  |  | mm | 21.336 | 0.5 | 83632.672 | 38831.8398 | 134.668 |  | 80 | New |  |  | KG | [6 empty] | SHOP | RACK PRINCIPAL | 392095 | [7 empty] | 4550.8732 | TRUE | 4550.8732
PIPE, SCH 80, PE, B36.1, A-106 GR.B | ASTM A106 |  |  |  | PIPE, SEAMLESS, 80, 1/2" ND, PE, ASTM A106 | PIPE, SEAMLESS | A1A2 | 1/2" | 1/2"-PRW-A2-206-N |  | TYPE=PIPE |  | PL |  |  |  |  | mm | 21.336 | 0.5 | 83632.672 | 43402.4311 | 1530.3796 |  | 80 | New |  |  | KG | [6 empty] | SHOP | RACK PRINCIPAL | 392112 | [8 empty] | TRUE | 1375.9935
PIPE, SCH 80, PE, B36.1, A-106 GR.B | ASTM A106 |  |  |  | PIPE, SEAMLESS, 80, 1/2" ND, PE, ASTM A106 | PIPE, SEAMLESS | A1A2 | 1/2" | 1/2"-PRW-A2-206-N |  | TYPE=PIPE |  | PL |  |  |  |  | mm | 21.336 | 0.5 | 82910.2454 | 43402.4311 | 1924 |  | 80 | New |  |  | KG | [6 empty] | SHOP | RACK PRINCIPAL | 392122 | [7 empty] | 702.7087 | TRUE | 702.7087
PIPE, SCH 80, PE, B36.1, A-106 GR.B | ASTM A106 |  |  |  | PIPE, SEAMLESS, 80, 1/2" ND, PE, ASTM A106 | PIPE, SEAMLESS | A1A2 | 1/2" | 1/2"-PRW-A2-204-N |  | TYPE=PIPE |  | PL |  |  |  |  | mm | 21.336 | 0.5 | 83612.954 | 38812.1218 | 1955.3861 |  | 80 | New |  |  | KG | [6 empty] | SHOP | RACK PRINCIPAL | 392144 | [8 empty] | TRUE | 702.7087
PIPE, SEAMLESS, PE, SCH 160, B36.10, A106 Gr. B | ASTM A106 Gr. B |  |  |  | 1/2"-1-1/2" | PIPE, SEAMLESS | B | 1 1/2" | 1 1/2"-LIH-B-436-N |  | TYPE=PIPE |  | PL |  |  |  |  | mm | 48.26 | 1.5 | 82800.5718 | 47616.0301 | 1924 |  | 10S | New |  | 7.25 | KG | [6 empty] | SHOP | RACK PRINCIPAL | 392288 | [7 empty] | 702.3502 | FALSE | 702.3502
PIPE, SEAMLESS, PE, SCH 160, B36.10, A106 Gr. B | ASTM A106 Gr. B |  |  |  | 1/2"-1-1/2" | PIPE, SEAMLESS | B | 1 1/2" | 1 1/2"-LIH-B-436-N |  | TYPE=PIPE |  | PL |  |  |  |  | mm | 48.26 | 1.5 | 83534.672 | 47616.0301 | 1892.25 |  | 10S | New |  | 7.25 | KG | [6 empty] | SHOP | RACK PRINCIPAL | 392301 | [7 empty] | 1712.37 | FALSE | 1712.37
PIPE, SEAMLESS, PE, SCH 160, B36.10, A106 Gr. B | ASTM A106 Gr. B |  |  |  | 1/2"-1-1/2" | PIPE, SEAMLESS | B | 1 1/2" | 1 1/2"-LIH-B-421-N |  | TYPE=PIPE |  | PL |  |  |  |  | mm | 48.26 | 1.5 | 83534.672 | 36175.6685 | 148.13 |  | 10S | New |  | 7.25 | KG | [6 empty] | SHOP | RACK PRINCIPAL | 392307 | [7 empty] | 11408.6117 | FALSE | 11408.6117
PIPE, SEAMLESS, PE, SCH 160, B36.10, A106 Gr. B | ASTM A106 Gr. B |  |  |  | 1/2"-1-1/2" | PIPE, SEAMLESS | B | 1 1/2" | 1 1/2"-LIH-B-421-N |  | TYPE=PIPE |  | PL |  |  |  |  | mm | 48.26 | 1.5 | 83534.672 | 47647.7801 | 148.13 |  | 10S | New |  | 7.25 | KG | [6 empty] | SHOP | RACK PRINCIPAL | 392319 | [7 empty] | 4498.9991 | FALSE | 4498.9991
PIPE, SEAMLESS, PE, SCH 160, B36.10, A106 Gr. B | ASTM A106 Gr. B |  |  |  | 1/2"-1-1/2" | PIPE, SEAMLESS | B | 1 1/2" | 1 1/2"-LIH-B-437-N |  | TYPE=PIPE |  | PL |  |  |  |  | mm | 48.26 | 1.5 | 82800.5718 | 52178.5292 | 1924 |  | 10S | New |  | 7.25 | KG | [6 empty] | SHOP | RACK PRINCIPAL | 392333 | [7 empty] | 702.3502 | FALSE | 702.3502
PIPE, SEAMLESS, PE, SCH 160, B36.10, A106 Gr. B | ASTM A106 Gr. B |  |  |  | 1/2"-1-1/2" | PIPE, SEAMLESS | B | 1 1/2" | 1 1/2"-LIH-B-437-N |  | TYPE=PIPE |  | PL |  |  |  |  | mm | 48.26 | 1.5 | 83534.672 | 52178.5292 | 1892.25 |  | 10S | New |  | 7.25 | KG | [6 empty] | SHOP | RACK PRINCIPAL | 392345 | [7 empty] | 1712.37 | FALSE | 1712.37
PIPE, SEAMLESS, PE, SCH 160, B36.10, A106 Gr. B | ASTM A106 Gr. B |  |  |  | 1/2"-1-1/2" | PIPE, SEAMLESS | B | 1 1/2" | 1 1/2"-LIH-B-421-N |  | TYPE=PIPE |  | PL |  |  |  |  | mm | 48.26 | 1.5 | 83534.672 | 52210.2792 | 148.13 |  | 10S | New |  | 7.25 | KG | [6 empty] | SHOP | RACK PRINCIPAL | 392353 | [7 empty] | 2507.3218 | FALSE | 2507.3218
PIPE, SCH 80, PE, B36.1, A-106 GR.B | ASTM A106 |  |  |  | PIPE, SEAMLESS, 80, 1" ND, PE, ASTM A106 | PIPE, SEAMLESS | A1A2 | 1" | 1"-IA-A1-906-N |  | TYPE=PIPE |  | PL |  |  |  |  | mm | 33.401 | 1 | 7125.2822 | 1979.6022 | 90.7005 |  | 80 | New |  |  | KG | [6 empty] | SHOP | RACK PRINCIPAL | 392496 | [7 empty] | 5500 | TRUE | 5500
PIPE, SEAMLESS, BE, SCH 80, B36.10, A106 Gr B | API 5L Gr. B |  |  |  | 3"-8" | PIPE, SEAMLESS | D | 4" | 4"-PG-D-334-N |  | TYPE=PIPE |  | PL |  |  |  |  | mm | 114.3 | 4 | 4563.6872 | 1310.319 | 488.198 |  | STD | New |  | 22.32 | KG | [6 empty] | SHOP | SKID MEDICION | 392617 | [7 empty] | 200 | FALSE | 200
PIPE, SCH 80, PE, B36.1, A-106 GR.B | ASTM A106 |  |  |  | PIPE, SEAMLESS, 80, 1" ND, PE, ASTM A106 | PIPE, SEAMLESS | A1A2 | 1" | 1"-IA-A1-906-N |  | TYPE=PIPE |  | PL |  |  |  |  | mm | 33.401 | 1 | 13152.2697 | 1979.6022 | 90.7005 |  | 80 | New |  |  | KG | [6 empty] | SHOP | RACK PRINCIPAL | 392713 | [7 empty] | 6000 | TRUE | 6000
PIPE, SCH 80, PE, B36.1, A-106 GR.B | ASTM A106 |  |  |  | PIPE, SEAMLESS, 80, 1" ND, PE, ASTM A106 | PIPE, SEAMLESS | A1A2 | 1" | 1"-IA-A1-906-N |  | TYPE=PIPE |  | PL |  |  |  |  | mm | 33.401 | 1 | 19179.2572 | 1979.6022 | 90.7005 |  | 80 | New |  |  | KG | [6 empty] | SHOP | RACK PRINCIPAL | 392729 | [7 empty] | 6000 | TRUE | 6000
PIPE, SCH 80, PE, B36.1, A-106 GR.B | ASTM A106 |  |  |  | PIPE, SEAMLESS, 80, 1" ND, PE, ASTM A106 | PIPE, SEAMLESS | A1A2 | 1" | 1"-IA-A1-906-N |  | TYPE=PIPE |  | PL |  |  |  |  | mm | 33.401 | 1 | 25206.2447 | 1979.6022 | 90.7005 |  | 80 | New |  |  | KG | [6 empty] | SHOP | RACK PRINCIPAL | 392745 | [7 empty] | 6000 | TRUE | 6000
PIPE, SCH 80, PE, B36.1, A-106 GR.B | ASTM A106 |  |  |  | PIPE, SEAMLESS, 80, 1" ND, PE, ASTM A106 | PIPE, SEAMLESS | A1A2 | 1" | 1"-IA-A1-906-N |  | TYPE=PIPE |  | PL |  |  |  |  | mm | 33.401 | 1 | 31233.2322 | 1979.6022 | 90.7005 |  | 80 | New |  |  | KG | [6 empty] | SHOP | RACK PRINCIPAL | 392761 | [7 empty] | 6000 | TRUE | 6000
PIPE, SCH 80, PE, B36.1, A-106 GR.B | ASTM A106 |  |  |  | PIPE, SEAMLESS, 80, 1" ND, PE, ASTM A106 | PIPE, SEAMLESS | A1A2 | 1" | 1"-IA-A1-906-N |  | TYPE=PIPE |  | PL |  |  |  |  | mm | 33.401 | 1 | 37260.2197 | 1979.6022 | 90.7005 |  | 80 | New |  |  | KG | [6 empty] | SHOP | RACK PRINCIPAL | 392777 | [7 empty] | 6000 | TRUE | 6000
PIPE, SCH 80, PE, B36.1, A-106 GR.B | ASTM A106 |  |  |  | PIPE, SEAMLESS, 80, 1" ND, PE, ASTM A106 | PIPE, SEAMLESS | A1A2 | 1" | 1"-IA-A1-906-N |  | TYPE=PIPE |  | PL |  |  |  |  | mm | 33.401 | 1 | 43287.2072 | 1979.6022 | 90.7005 |  | 80 | New |  |  | KG | [6 empty] | SHOP | RACK PRINCIPAL | 392793 | [7 empty] | 6000 | TRUE | 6000
PIPE, SCH 80, PE, B36.1, A-106 GR.B | ASTM A106 |  |  |  | PIPE, SEAMLESS, 80, 1" ND, PE, ASTM A106 | PIPE, SEAMLESS | A1A2 | 1" | 1"-IA-A1-906-N |  | TYPE=PIPE |  | PL |  |  |  |  | mm | 33.401 | 1 | 49314.1947 | 1979.6022 | 90.7005 |  | 80 | New |  |  | KG | [6 empty] | SHOP | RACK PRINCIPAL | 392810 | [7 empty] | 6000 | TRUE | 6000
PIPE, SCH 80, PE, B36.1, A-106 GR.B | ASTM A106 |  |  |  | PIPE, SEAMLESS, 80, 1" ND, PE, ASTM A106 | PIPE, SEAMLESS | A1A2 | 1" | 1"-IA-A1-906-N |  | TYPE=PIPE |  | PL |  |  |  |  | mm | 33.401 | 1 | 1598.1753 | 2006.7091 | 90.7005 |  | 80 | New |  |  | KG | [6 empty] | SHOP | RACK PRINCIPAL | 392816 | [7 empty] | 6000 | TRUE | 6000
PIPE, SCH 80, PE, B36.1, A-106 GR.B | ASTM A106 |  |  |  | PIPE, SEAMLESS, 80, 1" ND, PE, ASTM A106 | PIPE, SEAMLESS | A1A2 | 1" | 1"-IA-A1-906-N |  | TYPE=PIPE |  | PL |  |  |  |  | mm | 33.401 | 1 | 1598.1753 | 8033.6966 | 90.7005 |  | 80 | New |  |  | KG | [6 empty] | SHOP | RACK PRINCIPAL | 392848 | [7 empty] | 6000 | TRUE | 6000
PIPE, SCH 80, PE, B36.1, A-106 GR.B | ASTM A106 |  |  |  | PIPE, SEAMLESS, 80, 1" ND, PE, ASTM A106 | PIPE, SEAMLESS | A1A2 | 1" | 1"-IA-A1-906-N |  | TYPE=PIPE |  | PL |  |  |  |  | mm | 33.401 | 1 | 1598.1753 | 14060.6841 | 90.7005 |  | 80 | New |  |  | KG | [6 empty] | SHOP | RACK PRINCIPAL | 392864 | [7 empty] | 1536.7835 | TRUE | 1536.7835
PIPE, SCH 80, PE, B36.1, A-106 GR.B | ASTM A106 |  |  |  | PIPE, SEAMLESS, 80, 1/2" ND, PE, ASTM A106 | PIPE, SEAMLESS | A1A2 | 1/2" | 1/2"-IA-A1-902-N |  | TYPE=PIPE |  | PL |  |  |  |  | mm | 21.336 | 0.5 | 86445.862 | 59650.1809 | 104.386 |  | 80 | New |  |  | KG | [6 empty] | SHOP | RACK PRINCIPAL | 392874 | [7 empty] | 2428.9971 | TRUE | 2428.9971
PIPE, SEAMLESS, PE, SCH 160, B36.10, A106 Gr. B | ASTM A106 Gr. B |  |  |  | 1/2"-1-1/2" | PIPE, SEAMLESS | B | 3/4" | 3/4"-FG-B-322-N |  | TYPE=PIPE |  | PL |  |  |  |  | mm | 26.67 | 0.75 | 86365.8556 | 59649.5219 | 106.385 |  | 10S | New |  | 2.9 | KG | [6 empty] | SHOP | RACK PRINCIPAL | 392884 | [7 empty] | 2430.3345 | FALSE | 2430.3345
PIPE, SEAMLESS, PE, SCH 160, B36.10, A106 Gr. B | ASTM A106 Gr. B |  |  |  | 1/2"-1-1/2" | PIPE, SEAMLESS | B | 3/4" | 3/4"-FG-B-303-N |  | TYPE=PIPE |  | PL |  |  |  |  | mm | 26.67 | 0.75 | 25908.8306 | 2083.6022 | 418.285 |  | 10S | New |  | 2.9 | KG | [6 empty] | SHOP | RACK PRINCIPAL | 392894 | [7 empty] | 288.405 | FALSE | 288.405
PIPE, SEAMLESS, BE, SCH 160, B36.10, A106 Gr. B | ASTM A106 Gr. B |  |  |  | PIPE BE 160 | PIPE, SEAMLESS | K | 4" | 4"-MUL-K-001-N |  | TYPE=PIPE |  | PL |  |  |  |  | mm | 114.3 | 4 | 12772.7579 | 4931.4214 | -1204.75 |  | 10S | New |  | 33.54 | KG | [6 empty] | SHOP | RACK PRINCIPAL | 392917 | [7 empty] | 1183.4344 | FALSE | 1183.4344
PIPE, SEAMLESS, PE, SCH 160, B36.10, A106 Gr. B | ASTM A106 Gr. B |  |  |  | PIPE BE 160 | PIPE, SEAMLESS | E | 1 1/2" | 1 1/2"-R-E-608-N |  | TYPE=PIPE |  | PL |  |  |  |  | mm | 48.26 | 1.5 | 19337.0866 | 2534.6502 | 209.6241 |  | 10S | New |  | 7.25 | KG | [6 empty] | SHOP | RACK PRINCIPAL | 392943 | [8 empty] | FALSE | 1598
PIPE, SEAMLESS, PE, SCH 160, B36.10, A106 Gr. B | ASTM A106 Gr. B |  |  |  | PIPE BE 160 | PIPE, SEAMLESS | E | 1/2" | 1/2"-MUL-E-010-N |  | TYPE=PIPE |  | PL |  |  |  |  | mm | 21.336 | 0.5 | 16992.0285 | 2277.6022 | 329.131 |  | 10S | New |  | 1.95 | KG | [6 empty] | SHOP | RACK PRINCIPAL | 392963 | [7 empty] | 123.6193 | FALSE | 123.6193
PIPE, SEAMLESS, BE, SCH 160, B36.10, A106 Gr. B | ASTM A106 Gr. B |  |  |  | PIPE BE 160 | PIPE, SEAMLESS | E | 3" | 3"-MUL-E-006-N |  | TYPE=PIPE |  | PL |  |  |  |  | mm | 88.9 | 3 | 24582.7671 | 2277.6022 | 645.5131 |  | 10S | New |  | 21.35 | KG | [6 empty] | SHOP | RACK PRINCIPAL | 392993 | [7 empty] | 414.4034 | FALSE | 414.4034
PIPE, SEAMLESS, BE, SCH 160, B36.10, A106 Gr. B | ASTM A106 Gr. B |  |  |  | PIPE BE 160 | PIPE, SEAMLESS | E | 3" | 3"-MUL-E-005-N |  | TYPE=PIPE |  | PL |  |  |  |  | mm | 88.9 | 3 | 21782.7672 | 2534.6502 | 645.5131 |  | 10S | New |  | 21.35 | KG | [6 empty] | SHOP | RACK PRINCIPAL | 393014 | [7 empty] | 417.4034 | FALSE | 417.4034

## fasteners
Long Description (Family) | Compatible Standard | Manufacturer | Material | Material Code | Long Description (Size) | Short Description | Spec | Size | Design Std | Service | Content Iso Symbol Definition | Design Pressure Factor | End Type | Engagement Length | Facing | Flange Std | Gasket Std | Port Unit | Matching Pipe OD | Nominal Diameter | Position X | Position Y | Position Z | Pressure Class | Schedule | Status | Wall Thickness | Weight | Weight Unit | PnPID | DWG Number | Item Code | Flange Thickness | Required Spec | Length | Line Number Tag | Spool Number | Unit | Tracing Type | Tracing Spec | Insulation Spec | Insulation Thickness | Insulation Type
GASKET, SWG, 1/8" THK, RF, #600, B16.20 | ASME B16.20 |  |  |  | GASKET, SWG, 2" ND, 1/8" THK, 600 LB, RF, ASME B16.20 | Gasket, SWG | A3A2 | 2" |  |  | TYPE=GASKET |  | Undefined_ET |  | RF |  |  | mm | 60.325 | 2 |  |  |  | 600 |  | New |  | 0.11 | KG | 244868 | SKID_GAS_RECUPERADO
GASKET, SWG, 1/8" THK, RF, #600, B16.20 | ASME B16.20 |  |  |  | GASKET, SWG, 2" ND, 1/8" THK, 600 LB, RF, ASME B16.20 | Gasket, SWG | A3A2 | 2" |  |  | TYPE=GASKET |  | Undefined_ET |  | RF |  |  | mm | 60.325 | 2 |  |  |  | 600 |  | New |  | 0.11 | KG | 244869 | SKID_GAS_RECUPERADO
GASKET, SWG, 1/8" THK, RF, #600, B16.20 | ASME B16.20 |  |  |  | GASKET, SWG, 2" ND, 1/8" THK, 600 LB, RF, ASME B16.20 | Gasket, SWG | A3A2 | 2" |  |  | TYPE=GASKET |  | Undefined_ET |  | RF |  |  | mm | 60.325 | 2 |  |  |  | 600 |  | New |  | 0.11 | KG | 244870 | SKID_GAS_RECUPERADO
GASKET, SWG, 1/8" THK, RF, #600, B16.20 | ASME B16.20 |  |  |  | GASKET, SWG, 2" ND, 1/8" THK, 600 LB, RF, ASME B16.20 | Gasket, SWG | A3A2 | 2" |  |  | TYPE=GASKET |  | Undefined_ET |  | RF |  |  | mm | 60.325 | 2 |  |  |  | 600 |  | New |  | 0.11 | KG | 244871 | SKID_GAS_RECUPERADO
GASKET, SWG, 1/8", RF, #600, GRAPHITE | ASME B16.20 |  |  |  | GASKET SWG | Gasket, SWG | D | 3" |  |  | TYPE=GASKET |  | Undefined_ET |  | RF |  |  | mm | 88.9 | 3 |  |  |  | 600 |  | New |  | 0.19 | KG | 244872 | SKID_GAS_RECUPERADO
GASKET, SWG, 1/8", RF, #600, GRAPHITE | ASME B16.20 |  |  |  | GASKET SWG | Gasket, SWG | D | 4" |  |  | TYPE=GASKET |  | Undefined_ET |  | RF |  |  | mm | 114.3 | 4 |  |  |  | 600 |  | New |  | 0.32 | KG | 244874 | SKID_GAS_RECUPERADO
GASKET, SWG, 1/8", RF, #600, GRAPHITE | ASME B16.20 |  |  |  | GASKET SWG | Gasket, SWG | D | 4" |  |  | TYPE=GASKET |  | Undefined_ET |  | RF |  |  | mm | 114.3 | 4 |  |  |  | 600 |  | New |  | 0.32 | KG | 244875 | SKID_GAS_RECUPERADO
GASKET, SWG, 1/8", RF, #600, GRAPHITE | ASME B16.20 |  |  |  | GASKET SWG | Gasket, SWG | D | 6" |  |  | TYPE=GASKET |  | Undefined_ET |  | RF |  |  | mm | 168.275 | 6 |  |  |  | 600 |  | Existing |  | 0.57 | KG | 244885 | SKID_GAS_RECUPERADO
GASKET, SWG, 1/8", RF, #600, GRAPHITE | ASME B16.20 |  |  |  | GASKET SWG | Gasket, SWG | D | 2" |  |  | TYPE=GASKET |  | Undefined_ET |  | RF |  |  | mm | 60.325 | 2 |  |  |  | 600 |  | Existing |  | 0.11 | KG | 244887 | SKID_GAS_RECUPERADO
GASKET, SWG, 1/8", RF, #600, GRAPHITE | ASME B16.20 |  |  |  | GASKET SWG | Gasket, SWG | D | 2" |  |  | TYPE=GASKET |  | Undefined_ET |  | RF |  |  | mm | 60.325 | 2 |  |  |  | 600 |  | Existing |  | 0.11 | KG | 244888 | SKID_GAS_RECUPERADO
GASKET, SWG, 1/8", RF, #600, GRAPHITE | ASME B16.20 |  |  |  | GASKET SWG | Gasket, SWG | D | 1 1/2" |  |  | TYPE=GASKET |  | Undefined_ET |  | RF |  |  | mm | 48.26 | 1.5 |  |  |  | 600 |  | New |  | 0.09 | KG | 244889 | SKID_GAS_RECUPERADO
GASKET, SWG, 1/8", RF, #600, GRAPHITE | ASME B16.20 |  |  |  | GASKET SWG | Gasket, SWG | D | 1 1/2" |  |  | TYPE=GASKET |  | Undefined_ET |  | RF |  |  | mm | 48.26 | 1.5 |  |  |  | 600 |  | New |  | 0.09 | KG | 244890 | SKID_GAS_RECUPERADO
GASKET SWG 1/8", RF, #150, GRAPHITE | ASME B16.20 |  |  |  | GASKET, SWG, 2" ND, 1/8" THK, 150 LB, RF, ASME B16.20 | Gasket, SWG | B | 2" |  |  | TYPE=GASKET |  | Undefined_ET |  | RF |  |  | mm | 60.325 | 2 |  |  |  | 150 |  | New |  | 0.09 | KG | 244891 | SKID_GAS_RECUPERADO
GASKET SWG 1/8", RF, #150, GRAPHITE | ASME B16.20 |  |  |  | GASKET, SWG, 2" ND, 1/8" THK, 150 LB, RF, ASME B16.20 | Gasket, SWG | B | 2" |  |  | TYPE=GASKET |  | Undefined_ET |  | RF |  |  | mm | 60.325 | 2 |  |  |  | 150 |  | New |  | 0.09 | KG | 244892 | SKID_GAS_RECUPERADO
GASKET, SWG, 1/8", RF, #600, GRAPHITE | ASME B16.20 |  |  |  | GASKET SWG | Gasket, SWG | D | 1 1/2" |  |  | TYPE=GASKET |  | Undefined_ET |  | RF |  |  | mm | 48.26 | 1.5 |  |  |  | 600 |  | New |  | 0.09 | KG | 244893 | SKID_GAS_RECUPERADO
GASKET SWG 1/8", RF, #150, GRAPHITE | ASME B16.20 |  |  |  | GASKET, SWG, 2" ND, 1/8" THK, 150 LB, RF, ASME B16.20 | Gasket, SWG | B | 2" |  |  | TYPE=GASKET |  | Undefined_ET |  | RF |  |  | mm | 60.325 | 2 |  |  |  | 150 |  | New |  | 0.09 | KG | 244894 | SKID_GAS_RECUPERADO
GASKET SWG 1/8", RF, #150, GRAPHITE | ASME B16.20 |  |  |  | GASKET, SWG, 3" ND, 1/8" THK, 150 LB, RF, ASME B16.20 | Gasket, SWG | B | 3" |  |  | TYPE=GASKET |  | Undefined_ET |  | RF |  |  | mm | 88.9 | 3 |  |  |  | 150 |  | New |  | 0.14 | KG | 244895 | SKID_GAS_RECUPERADO
GASKET SWG 1/8", RF, #150, GRAPHITE | ASME B16.20 |  |  |  | GASKET, SWG, 3" ND, 1/8" THK, 150 LB, RF, ASME B16.20 | Gasket, SWG | B | 3" |  |  | TYPE=GASKET |  | Undefined_ET |  | RF |  |  | mm | 88.9 | 3 |  |  |  | 150 |  | New |  | 0.14 | KG | 244896 | SKID_GAS_RECUPERADO
GASKET, SWG, 1/8", RF, #600, GRAPHITE | ASME B16.20 |  |  |  | GASKET SWG | Gasket, SWG | D | 2" |  |  | TYPE=GASKET |  | Undefined_ET |  | RF |  |  | mm | 60.325 | 2 |  |  |  | 600 |  | New |  | 0.11 | KG | 244899 | SKID_GAS_RECUPERADO
GASKET, SWG, 1/8", RF, #600, GRAPHITE | ASME B16.20 |  |  |  | GASKET SWG | Gasket, SWG | D | 2" |  |  | TYPE=GASKET |  | Undefined_ET |  | RF |  |  | mm | 60.325 | 2 |  |  |  | 600 |  | New |  | 0.11 | KG | 244901 | SKID_GAS_RECUPERADO
GASKET SWG 1/8", RF, #150, GRAPHITE | ASME B16.20 |  |  |  | GASKET, SWG, 3" ND, 1/8" THK, 150 LB, RF, ASME B16.20 | Gasket, SWG | B | 3" |  |  | TYPE=GASKET |  | Undefined_ET |  | RF |  |  | mm | 88.9 | 3 |  |  |  | 150 |  | New |  | 0.14 | KG | 244902 | SKID_GAS_RECUPERADO
GASKET SWG 1/8", RF, #150, GRAPHITE | ASME B16.20 |  |  |  | GASKET, SWG, 2" ND, 1/8" THK, 150 LB, RF, ASME B16.20 | Gasket, SWG | B | 2" |  |  | TYPE=GASKET |  | Undefined_ET |  | RF |  |  | mm | 60.325 | 2 |  |  |  | 150 |  | New |  | 0.09 | KG | 244903 | SKID_GAS_RECUPERADO
GASKET SWG 1/8", RF, #150, GRAPHITE | ASME B16.20 |  |  |  | GASKET, SWG, 2" ND, 1/8" THK, 150 LB, RF, ASME B16.20 | Gasket, SWG | B | 2" |  |  | TYPE=GASKET |  | Undefined_ET |  | RF |  |  | mm | 60.325 | 2 |  |  |  | 150 |  | New |  | 0.09 | KG | 244904 | SKID_GAS_RECUPERADO
GASKET, SWG, 1/8", RF, #600, GRAPHITE | ASME B16.20 |  |  |  | GASKET SWG | Gasket, SWG | D | 4" |  |  | TYPE=GASKET |  | Undefined_ET |  | RF |  |  | mm | 114.3 | 4 |  |  |  | 600 |  | New |  | 0.32 | KG | 244912 | SKID_GAS_RECUPERADO
GASKET, SWG, 1/8", RF, #600, GRAPHITE | ASME B16.20 |  |  |  | GASKET SWG | Gasket, SWG | D | 4" |  |  | TYPE=GASKET |  | Undefined_ET |  | RF |  |  | mm | 114.3 | 4 |  |  |  | 600 |  | New |  | 0.32 | KG | 244913 | SKID_GAS_RECUPERADO
GASKET, SWG, 1/8", RF, #600, GRAPHITE | ASME B16.20 |  |  |  | GASKET SWG | Gasket, SWG | D | 4" |  |  | TYPE=GASKET |  | Undefined_ET |  | RF |  |  | mm | 114.3 | 4 |  |  |  | 600 |  | New |  | 0.32 | KG | 244914 | SKID_GAS_RECUPERADO
GASKET, SWG, 1/8", RF, #600, GRAPHITE | ASME B16.20 |  |  |  | GASKET SWG | Gasket, SWG | D | 4" |  |  | TYPE=GASKET |  | Undefined_ET |  | RF |  |  | mm | 114.3 | 4 |  |  |  | 600 |  | New |  | 0.32 | KG | 244915 | SKID_GAS_RECUPERADO
GASKET, SWG, 1/8", RF, #600, GRAPHITE | ASME B16.20 |  |  |  | GASKET SWG | Gasket, SWG | D | 4" |  |  | TYPE=GASKET |  | Undefined_ET |  | RF |  |  | mm | 114.3 | 4 |  |  |  | 600 |  | New |  | 0.32 | KG | 244916 | SKID_GAS_RECUPERADO
GASKET, SWG, 1/8", RF, #600, GRAPHITE | ASME B16.20 |  |  |  | GASKET SWG | Gasket, SWG | D | 4" |  |  | TYPE=GASKET |  | Undefined_ET |  | RF |  |  | mm | 114.3 | 4 |  |  |  | 600 |  | New |  | 0.32 | KG | 244917 | SKID_GAS_RECUPERADO
GASKET, SWG, 1/8", RF, #600, GRAPHITE | ASME B16.20 |  |  |  | GASKET SWG | Gasket, SWG | D | 3" |  |  | TYPE=GASKET |  | Undefined_ET |  | RF |  |  | mm | 88.9 | 3 |  |  |  | 600 |  | New |  | 0.19 | KG | 244918 | SKID_GAS_RECUPERADO
GASKET SWG 1/8", RF, #150, GRAPHITE | ASME B16.20 |  |  |  | GASKET, SWG, 3" ND, 1/8" THK, 150 LB, RF, ASME B16.20 | Gasket, SWG | B | 3" |  |  | TYPE=GASKET |  | Undefined_ET |  | RF |  |  | mm | 88.9 | 3 |  |  |  | 150 |  | New |  | 0.14 | KG | 244919 | SKID_GAS_RECUPERADO
GASKET SWG 1/8", RF, #150, GRAPHITE | ASME B16.20 |  |  |  | GASKET, SWG, 3" ND, 1/8" THK, 150 LB, RF, ASME B16.20 | Gasket, SWG | B | 3" |  |  | TYPE=GASKET |  | Undefined_ET |  | RF |  |  | mm | 88.9 | 3 |  |  |  | 150 |  | New |  | 0.14 | KG | 244920 | SKID_GAS_RECUPERADO
GASKET SWG 1/8", RF, #150, GRAPHITE | ASME B16.20 |  |  |  | GASKET, SWG, 3" ND, 1/8" THK, 150 LB, RF, ASME B16.20 | Gasket, SWG | B | 3" |  |  | TYPE=GASKET |  | Undefined_ET |  | RF |  |  | mm | 88.9 | 3 |  |  |  | 150 |  | New |  | 0.14 | KG | 244921 | SKID_GAS_RECUPERADO
GASKET SWG 1/8", RF, #150, GRAPHITE | ASME B16.20 |  |  |  | GASKET, SWG, 3" ND, 1/8" THK, 150 LB, RF, ASME B16.20 | Gasket, SWG | B | 3" |  |  | TYPE=GASKET |  | Undefined_ET |  | RF |  |  | mm | 88.9 | 3 |  |  |  | 150 |  | New |  | 0.14 | KG | 244922 | SKID_GAS_RECUPERADO
GASKET SWG 1/8", RF, #150, GRAPHITE | ASME B16.20 |  |  |  | GASKET, SWG, 3" ND, 1/8" THK, 150 LB, RF, ASME B16.20 | Gasket, SWG | B | 3" |  |  | TYPE=GASKET |  | Undefined_ET |  | RF |  |  | mm | 88.9 | 3 |  |  |  | 150 |  | New |  | 0.14 | KG | 244923 | SKID_GAS_RECUPERADO
GASKET SWG 1/8", RF, #150, GRAPHITE | ASME B16.20 |  |  |  | GASKET, SWG, 3" ND, 1/8" THK, 150 LB, RF, ASME B16.20 | Gasket, SWG | B | 3" |  |  | TYPE=GASKET |  | Undefined_ET |  | RF |  |  | mm | 88.9 | 3 |  |  |  | 150 |  | New |  | 0.14 | KG | 244924 | SKID_GAS_RECUPERADO
GASKET SWG 1/8", RF, #150, GRAPHITE | ASME B16.20 |  |  |  | GASKET, SWG, 3" ND, 1/8" THK, 150 LB, RF, ASME B16.20 | Gasket, SWG | B | 3" |  |  | TYPE=GASKET |  | Undefined_ET |  | RF |  |  | mm | 88.9 | 3 |  |  |  | 150 |  | New |  | 0.14 | KG | 244925 | SKID_GAS_RECUPERADO
GASKET SWG 1/8", RF, #150, GRAPHITE | ASME B16.20 |  |  |  | GASKET, SWG, 3" ND, 1/8" THK, 150 LB, RF, ASME B16.20 | Gasket, SWG | B | 3" |  |  | TYPE=GASKET |  | Undefined_ET |  | RF |  |  | mm | 88.9 | 3 |  |  |  | 150 |  | New |  | 0.14 | KG | 244926 | SKID_GAS_RECUPERADO
[5 empty] | Buttweld | Buttweld | A3A2 | 2" | [9 empty] | mm |  | 2 | [5 empty] | New |  |  |  | 244927 | SKID_GAS_RECUPERADO
[5 empty] | Buttweld | Buttweld | A3A2 | 2" | [9 empty] | mm |  | 2 | [5 empty] | New |  |  |  | 244928 | SKID_GAS_RECUPERADO
[5 empty] | Buttweld | Buttweld | A3A2 | 2" | [9 empty] | mm |  | 2 | [5 empty] | New |  |  |  | 244929 | SKID_GAS_RECUPERADO
[5 empty] | Buttweld | Buttweld | A3A2 | 2" | [9 empty] | mm |  | 2 | [5 empty] | New |  |  |  | 244930 | SKID_GAS_RECUPERADO
[5 empty] | Buttweld | Buttweld | D | 3" | [9 empty] | mm |  | 3 | [5 empty] | New |  |  |  | 244931 | SKID_GAS_RECUPERADO
[5 empty] | Buttweld | Buttweld | D | 4" | [9 empty] | mm |  | 4 | [5 empty] | New |  |  |  | 244932 | SKID_GAS_RECUPERADO
[5 empty] | Buttweld | Buttweld | D | 4" | [9 empty] | mm |  | 4 | [5 empty] | New |  |  |  | 244933 | SKID_GAS_RECUPERADO
[5 empty] | Buttweld | Buttweld | D | 4" | [9 empty] | mm |  | 4 | [5 empty] | New |  |  |  | 244934 | SKID_GAS_RECUPERADO
[5 empty] | Buttweld | Buttweld | D | 4" | [9 empty] | mm |  | 4 | [5 empty] | New |  |  |  | 244935 | SKID_GAS_RECUPERADO
[5 empty] | Buttweld | Buttweld | D | 3" | [9 empty] | mm |  | 3 | [5 empty] | New |  |  |  | 244936 | SKID_GAS_RECUPERADO
[5 empty] | Buttweld | Buttweld | D | 4" | [9 empty] | mm |  | 4 | [5 empty] | New |  |  |  | 244937 | SKID_GAS_RECUPERADO
[5 empty] | Buttweld | Buttweld | D | 4" | [9 empty] | mm |  | 4 | [5 empty] | New |  |  |  | 244938 | SKID_GAS_RECUPERADO
[5 empty] | Buttweld | Buttweld | D | 4" | [9 empty] | mm |  | 4 | [5 empty] | New |  |  |  | 244939 | SKID_GAS_RECUPERADO
[5 empty] | Buttweld | Buttweld | D | 4" | [9 empty] | mm |  | 4 | [5 empty] | New |  |  |  | 244940 | SKID_GAS_RECUPERADO
[5 empty] | Buttweld | Buttweld | D | 6" | [9 empty] | mm |  | 6 | [5 empty] | New |  |  |  | 244941 | SKID_GAS_RECUPERADO
[5 empty] | Buttweld | Buttweld | D | 6" | [9 empty] | mm |  | 6 | [5 empty] | New |  |  |  | 244942 | SKID_GAS_RECUPERADO
[5 empty] | Buttweld | Buttweld | D | 4" | [9 empty] | mm |  | 4 | [5 empty] | New |  |  |  | 244943 | SKID_GAS_RECUPERADO
[5 empty] | Buttweld | Buttweld | D | 4" | [9 empty] | mm |  | 4 | [5 empty] | New |  |  |  | 244944 | SKID_GAS_RECUPERADO
[5 empty] | Buttweld | Buttweld | D | 8" | [9 empty] | mm |  | 8 | [5 empty] | New |  |  |  | 244945 | SKID_GAS_RECUPERADO
[5 empty] | Buttweld | Buttweld | D | 4" | [9 empty] | mm |  | 4 | [5 empty] | New |  |  |  | 244946 | SKID_GAS_RECUPERADO
[5 empty] | Buttweld | Buttweld | D | 4" | [9 empty] | mm |  | 4 | [5 empty] | New |  |  |  | 244947 | SKID_GAS_RECUPERADO
[5 empty] | Buttweld | Buttweld | D | 6" | [9 empty] | mm |  | 6 | [5 empty] | Existing |  |  |  | 244948 | SKID_GAS_RECUPERADO
[5 empty] | Buttweld | Buttweld | D | 4" | [9 empty] | mm |  | 4 | [5 empty] | Existing |  |  |  | 244949 | SKID_GAS_RECUPERADO
[5 empty] | Buttweld | Buttweld | D | 6" | [9 empty] | mm |  | 6 | [5 empty] | Existing |  |  |  | 244950 | SKID_GAS_RECUPERADO
[5 empty] | Buttweld | Buttweld | D | 2" | [9 empty] | mm |  | 2 | [5 empty] | Existing |  |  |  | 244951 | SKID_GAS_RECUPERADO
[5 empty] | Buttweld | Buttweld | D | 2" | [9 empty] | mm |  | 2 | [5 empty] | Existing |  |  |  | 244952 | SKID_GAS_RECUPERADO
[5 empty] | Buttweld | Buttweld | D | 4" | [9 empty] | mm |  | 4 | [5 empty] | Existing |  |  |  | 244953 | SKID_GAS_RECUPERADO
[5 empty] | Buttweld | Buttweld | D | 2" | [9 empty] | mm |  | 2 | [5 empty] | Existing |  |  |  | 244954 | SKID_GAS_RECUPERADO
[5 empty] | Buttweld | Buttweld | D | 2" | [9 empty] | mm |  | 2 | [5 empty] | Existing |  |  |  | 244955 | SKID_GAS_RECUPERADO
[5 empty] | Buttweld | Buttweld | B | 3" | [9 empty] | mm |  | 3 | [5 empty] | New |  |  |  | 244956 | SKID_GAS_RECUPERADO
[5 empty] | Buttweld | Buttweld | B | 2" | [9 empty] | mm |  | 2 | [5 empty] | New |  |  |  | 244957 | SKID_GAS_RECUPERADO
[5 empty] | Buttweld | Buttweld | B | 3" | [9 empty] | mm |  | 3 | [5 empty] | New |  |  |  | 244958 | SKID_GAS_RECUPERADO
[5 empty] | Buttweld | Buttweld | B | 2" | [9 empty] | mm |  | 2 | [5 empty] | New |  |  |  | 244959 | SKID_GAS_RECUPERADO
[5 empty] | Buttweld | Buttweld | D | 4" | [9 empty] | mm |  | 4 | [5 empty] | New |  |  |  | 244960 | SKID_GAS_RECUPERADO
[5 empty] | Buttweld | Buttweld | D | 4" | [9 empty] | mm |  | 4 | [5 empty] | New |  |  |  | 244961 | SKID_GAS_RECUPERADO
[5 empty] | Buttweld | Buttweld | B | 6" | [9 empty] | mm |  | 6 | [5 empty] | New |  |  |  | 244962 | SKID_GAS_RECUPERADO
[5 empty] | Buttweld | Buttweld | B | 6" | [9 empty] | mm |  | 6 | [5 empty] | New |  |  |  | 244963 | SKID_GAS_RECUPERADO
[5 empty] | Buttweld | Buttweld | B | 3" | [9 empty] | mm |  | 3 | [5 empty] | New |  |  |  | 244964 | SKID_GAS_RECUPERADO
[5 empty] | Buttweld | Buttweld | B | 3" | [9 empty] | mm |  | 3 | [5 empty] | New |  |  |  | 244965 | SKID_GAS_RECUPERADO
[5 empty] | Buttweld | Buttweld | B | 3" | [9 empty] | mm |  | 3 | [5 empty] | New |  |  |  | 244966 | SKID_GAS_RECUPERADO
[5 empty] | Buttweld | Buttweld | B | 3" | [9 empty] | mm |  | 3 | [5 empty] | New |  |  |  | 244967 | SKID_GAS_RECUPERADO
[5 empty] | Buttweld | Buttweld | D | 2" | [9 empty] | mm |  | 2 | [5 empty] | New |  |  |  | 244968 | SKID_GAS_RECUPERADO
[5 empty] | Buttweld | Buttweld | B | 6" | [9 empty] | mm |  | 6 | [5 empty] | New |  |  |  | 244969 | SKID_GAS_RECUPERADO
[5 empty] | Buttweld | Buttweld | B | 6" | [9 empty] | mm |  | 6 | [5 empty] | New |  |  |  | 244970 | SKID_GAS_RECUPERADO
[5 empty] | Buttweld | Buttweld | D | 4" | [9 empty] | mm |  | 4 | [5 empty] | New |  |  |  | 244971 | SKID_GAS_RECUPERADO
[5 empty] | Buttweld | Buttweld | D | 4" | [9 empty] | mm |  | 4 | [5 empty] | New |  |  |  | 244972 | SKID_GAS_RECUPERADO
[5 empty] | Buttweld | Buttweld | D | 4" | [9 empty] | mm |  | 4 | [5 empty] | New |  |  |  | 244973 | SKID_GAS_RECUPERADO
[5 empty] | Buttweld | Buttweld | D | 4" | [9 empty] | mm |  | 4 | [5 empty] | New |  |  |  | 244974 | SKID_GAS_RECUPERADO
[5 empty] | Buttweld | Buttweld | D | 2" | [9 empty] | mm |  | 2 | [5 empty] | New |  |  |  | 244975 | SKID_GAS_RECUPERADO
[5 empty] | Buttweld | Buttweld | D | 2" | [9 empty] | mm |  | 2 | [5 empty] | New |  |  |  | 244976 | SKID_GAS_RECUPERADO
[5 empty] | Buttweld | Buttweld | B | 3" | [9 empty] | mm |  | 3 | [5 empty] | New |  |  |  | 244977 | SKID_GAS_RECUPERADO
[5 empty] | Buttweld | Buttweld | D | 4" | [9 empty] | mm |  | 4 | [5 empty] | New |  |  |  | 244978 | SKID_GAS_RECUPERADO
[5 empty] | Buttweld | Buttweld | D | 4" | [9 empty] | mm |  | 4 | [5 empty] | New |  |  |  | 244979 | SKID_GAS_RECUPERADO
[5 empty] | Buttweld | Buttweld | D | 4" | [9 empty] | mm |  | 4 | [5 empty] | New |  |  |  | 244980 | SKID_GAS_RECUPERADO
[5 empty] | Buttweld | Buttweld | B | 2" | [9 empty] | mm |  | 2 | [5 empty] | New |  |  |  | 244981 | SKID_GAS_RECUPERADO
[5 empty] | Buttweld | Buttweld | B | 1 1/2" | [9 empty] | mm |  | 1.5 | [5 empty] | New |  |  |  | 244982 | SKID_GAS_RECUPERADO
[5 empty] | Buttweld | Buttweld | B | 1 1/2" | [9 empty] | mm |  | 1.5 | [5 empty] | New |  |  |  | 244983 | SKID_GAS_RECUPERADO
[5 empty] | Buttweld | Buttweld | B | 2" | [9 empty] | mm |  | 2 | [5 empty] | New |  |  |  | 244984 | SKID_GAS_RECUPERADO
[5 empty] | Buttweld | Buttweld | B | 2" | [9 empty] | mm |  | 2 | [5 empty] | New |  |  |  | 244985 | SKID_GAS_RECUPERADO
[5 empty] | Buttweld | Buttweld | B | 2" | [9 empty] | mm |  | 2 | [5 empty] | New |  |  |  | 244986 | SKID_GAS_RECUPERADO
[5 empty] | Buttweld | Buttweld | B | 3" | [9 empty] | mm |  | 3 | [5 empty] | New |  |  |  | 244987 | SKID_GAS_RECUPERADO
[5 empty] | Buttweld | Buttweld | B | 3" | [9 empty] | mm |  | 3 | [5 empty] | New |  |  |  | 244988 | SKID_GAS_RECUPERADO
[5 empty] | Buttweld | Buttweld | B | 3" | [9 empty] | mm |  | 3 | [5 empty] | New |  |  |  | 244989 | SKID_GAS_RECUPERADO
[5 empty] | Buttweld | Buttweld | D | 4" | [9 empty] | mm |  | 4 | [5 empty] | New |  |  |  | 244990 | SKID_GAS_RECUPERADO
[5 empty] | Buttweld | Buttweld | B | 6" | [9 empty] | mm |  | 6 | [5 empty] | New |  |  |  | 244991 | SKID_GAS_RECUPERADO
[5 empty] | Buttweld | Buttweld | D | 4" | [9 empty] | mm |  | 4 | [5 empty] | New |  |  |  | 244992 | SKID_GAS_RECUPERADO
[5 empty] | Buttweld | Buttweld | D | 4" | [9 empty] | mm |  | 4 | [5 empty] | New |  |  |  | 244993 | SKID_GAS_RECUPERADO
[5 empty] | Buttweld | Buttweld | B | 6" | [9 empty] | mm |  | 6 | [5 empty] | New |  |  |  | 244994 | SKID_GAS_RECUPERADO
[5 empty] | Buttweld | Buttweld | B | 6" | [9 empty] | mm |  | 6 | [5 empty] | New |  |  |  | 244995 | SKID_GAS_RECUPERADO
[5 empty] | Buttweld | Buttweld | B | 6" | [9 empty] | mm |  | 6 | [5 empty] | New |  |  |  | 244996 | SKID_GAS_RECUPERADO
[5 empty] | Buttweld | Buttweld | D | 6" | [9 empty] | mm |  | 6 | [5 empty] | Existing |  |  |  | 244997 | SKID_GAS_RECUPERADO
[5 empty] | Buttweld | Buttweld | D | 3" | [9 empty] | mm |  | 3 | [5 empty] | New |  |  |  | 244998 | SKID_GAS_RECUPERADO
[5 empty] | Buttweld | Buttweld | D | 4" | [9 empty] | mm |  | 4 | [5 empty] | New |  |  |  | 244999 | SKID_GAS_RECUPERADO
[5 empty] | Buttweld | Buttweld | D | 4" | [9 empty] | mm |  | 4 | [5 empty] | New |  |  |  | 245001 | SKID_GAS_RECUPERADO
[5 empty] | Buttweld | Buttweld | D | 4" | [9 empty] | mm |  | 4 | [5 empty] | New |  |  |  | 245002 | SKID_GAS_RECUPERADO
[5 empty] | Buttweld | Buttweld | D | 4" | [9 empty] | mm |  | 4 | [5 empty] | New |  |  |  | 245003 | SKID_GAS_RECUPERADO
[5 empty] | Buttweld | Buttweld | D | 4" | [9 empty] | mm |  | 4 | [5 empty] | New |  |  |  | 245004 | SKID_GAS_RECUPERADO
[5 empty] | Buttweld | Buttweld | B | 6" | [9 empty] | mm |  | 6 | [5 empty] | New |  |  |  | 245005 | SKID_GAS_RECUPERADO
[5 empty] | Buttweld | Buttweld | B | 6" | [9 empty] | mm |  | 6 | [5 empty] | New |  |  |  | 245006 | SKID_GAS_RECUPERADO
[5 empty] | Buttweld | Buttweld | D | 3" | [9 empty] | mm |  | 3 | [5 empty] | New |  |  |  | 245007 | SKID_GAS_RECUPERADO
[5 empty] | Buttweld | Buttweld | D | 3" | [9 empty] | mm |  | 3 | [5 empty] | New |  |  |  | 245008 | SKID_GAS_RECUPERADO
[5 empty] | Buttweld | Buttweld | D | 3" | [9 empty] | mm |  | 3 | [5 empty] | New |  |  |  | 245009 | SKID_GAS_RECUPERADO
[5 empty] | Buttweld | Buttweld | D | 3" | [9 empty] | mm |  | 3 | [5 empty] | New |  |  |  | 245010 | SKID_GAS_RECUPERADO
[5 empty] | Buttweld | Buttweld | D | 3" | [9 empty] | mm |  | 3 | [5 empty] | New |  |  |  | 245011 | SKID_GAS_RECUPERADO
[5 empty] | Buttweld | Buttweld | D | 3" | [9 empty] | mm |  | 3 | [5 empty] | New |  |  |  | 245012 | SKID_GAS_RECUPERADO
[5 empty] | Buttweld | Buttweld | D | 4" | [9 empty] | mm |  | 4 | [5 empty] | New |  |  |  | 245013 | SKID_GAS_RECUPERADO
[5 empty] | Buttweld | Buttweld | D | 4" | [9 empty] | mm |  | 4 | [5 empty] | New |  |  |  | 245014 | SKID_GAS_RECUPERADO
[5 empty] | Buttweld | Buttweld | D | 4" | [9 empty] | mm |  | 4 | [5 empty] | New |  |  |  | 245015 | SKID_GAS_RECUPERADO
[5 empty] | Buttweld | Buttweld | D | 6" | [9 empty] | mm |  | 6 | [5 empty] | New |  |  |  | 245016 | SKID_GAS_RECUPERADO
[5 empty] | Buttweld | Buttweld | D | 4" | [9 empty] | mm |  | 4 | [5 empty] | New |  |  |  | 245017 | SKID_GAS_RECUPERADO
[5 empty] | Buttweld | Buttweld | D | 4" | [9 empty] | mm |  | 4 | [5 empty] | New |  |  |  | 245018 | SKID_GAS_RECUPERADO
[5 empty] | Buttweld | Buttweld | D | 6" | [9 empty] | mm |  | 6 | [5 empty] | New |  |  |  | 245019 | SKID_GAS_RECUPERADO
[5 empty] | Buttweld | Buttweld | D | 4" | [9 empty] | mm |  | 4 | [5 empty] | New |  |  |  | 245020 | SKID_GAS_RECUPERADO
[5 empty] | Buttweld | Buttweld | D | 4" | [9 empty] | mm |  | 4 | [5 empty] | New |  |  |  | 245021 | SKID_GAS_RECUPERADO
[5 empty] | Buttweld | Buttweld | D | 4" | [9 empty] | mm |  | 4 | [5 empty] | New |  |  |  | 245022 | SKID_GAS_RECUPERADO
[5 empty] | Buttweld | Buttweld | D | 4" | [9 empty] | mm |  | 4 | [5 empty] | New |  |  |  | 245023 | SKID_GAS_RECUPERADO
[5 empty] | Buttweld | Buttweld | D | 4" | [9 empty] | mm |  | 4 | [5 empty] | New |  |  |  | 245024 | SKID_GAS_RECUPERADO
[5 empty] | Buttweld | Buttweld | D | 4" | [9 empty] | mm |  | 4 | [5 empty] | New |  |  |  | 245025 | SKID_GAS_RECUPERADO
[5 empty] | Buttweld | Buttweld | D | 4" | [9 empty] | mm |  | 4 | [5 empty] | New |  |  |  | 245026 | SKID_GAS_RECUPERADO
[5 empty] | Buttweld | Buttweld | D | 4" | [9 empty] | mm |  | 4 | [5 empty] | New |  |  |  | 245027 | SKID_GAS_RECUPERADO
[5 empty] | Buttweld | Buttweld | D | 4" | [9 empty] | mm |  | 4 | [5 empty] | New |  |  |  | 245028 | SKID_GAS_RECUPERADO
[5 empty] | Buttweld | Buttweld | D | 4" | [9 empty] | mm |  | 4 | [5 empty] | New |  |  |  | 245029 | SKID_GAS_RECUPERADO
[5 empty] | Buttweld | Buttweld | D | 4" | [9 empty] | mm |  | 4 | [5 empty] | New |  |  |  | 245030 | SKID_GAS_RECUPERADO
[5 empty] | Buttweld | Buttweld | D | 4" | [9 empty] | mm |  | 4 | [5 empty] | New |  |  |  | 245032 | SKID_GAS_RECUPERADO
[5 empty] | Buttweld | Buttweld | D | 4" | [9 empty] | mm |  | 4 | [5 empty] | New |  |  |  | 245033 | SKID_GAS_RECUPERADO
[5 empty] | Buttweld | Buttweld | D | 4" | [9 empty] | mm |  | 4 | [5 empty] | New |  |  |  | 245034 | SKID_GAS_RECUPERADO
[5 empty] | Buttweld | Buttweld | D | 4" | [9 empty] | mm |  | 4 | [5 empty] | New |  |  |  | 245035 | SKID_GAS_RECUPERADO
[5 empty] | Buttweld | Buttweld | D | 4" | [9 empty] | mm |  | 4 | [5 empty] | New |  |  |  | 245036 | SKID_GAS_RECUPERADO
[5 empty] | Buttweld | Buttweld | D | 4" | [9 empty] | mm |  | 4 | [5 empty] | New |  |  |  | 245037 | SKID_GAS_RECUPERADO
[5 empty] | Buttweld | Buttweld | D | 4" | [9 empty] | mm |  | 4 | [5 empty] | New |  |  |  | 245038 | SKID_GAS_RECUPERADO
[5 empty] | Buttweld | Buttweld | D | 4" | [9 empty] | mm |  | 4 | [5 empty] | New |  |  |  | 245039 | SKID_GAS_RECUPERADO
[5 empty] | Buttweld | Buttweld | D | 4" | [9 empty] | mm |  | 4 | [5 empty] | New |  |  |  | 245040 | SKID_GAS_RECUPERADO
[5 empty] | Buttweld | Buttweld | D | 4" | [9 empty] | mm |  | 4 | [5 empty] | New |  |  |  | 245041 | SKID_GAS_RECUPERADO
[5 empty] | Buttweld | Buttweld | D | 4" | [9 empty] | mm |  | 4 | [5 empty] | New |  |  |  | 245042 | SKID_GAS_RECUPERADO
[5 empty] | Buttweld | Buttweld | D | 4" | [9 empty] | mm |  | 4 | [5 empty] | New |  |  |  | 245043 | SKID_GAS_RECUPERADO
[5 empty] | Buttweld | Buttweld | D | 4" | [9 empty] | mm |  | 4 | [5 empty] | New |  |  |  | 245044 | SKID_GAS_RECUPERADO
[5 empty] | Buttweld | Buttweld | D | 4" | [9 empty] | mm |  | 4 | [5 empty] | New |  |  |  | 245045 | SKID_GAS_RECUPERADO
[5 empty] | Buttweld | Buttweld | D | 4" | [9 empty] | mm |  | 4 | [5 empty] | New |  |  |  | 245046 | SKID_GAS_RECUPERADO
[5 empty] | Buttweld | Buttweld | D | 4" | [9 empty] | mm |  | 4 | [5 empty] | New |  |  |  | 245047 | SKID_GAS_RECUPERADO
[5 empty] | Buttweld | Buttweld | D | 4" | [9 empty] | mm |  | 4 | [5 empty] | New |  |  |  | 245048 | SKID_GAS_RECUPERADO
[5 empty] | Buttweld | Buttweld | D | 4" | [9 empty] | mm |  | 4 | [5 empty] | New |  |  |  | 245049 | SKID_GAS_RECUPERADO
[5 empty] | Buttweld | Buttweld | A3A2 | 2" | [9 empty] | mm |  | 2 | [5 empty] | New |  |  |  | 245050 | SKID_GAS_RECUPERADO
[5 empty] | Buttweld | Buttweld | A3A2 | 2" | [9 empty] | mm |  | 2 | [5 empty] | New |  |  |  | 245051 | SKID_GAS_RECUPERADO
[5 empty] | Buttweld | Buttweld | D | 4" | [9 empty] | mm |  | 4 | [5 empty] | New |  |  |  | 245052 | SKID_GAS_RECUPERADO
[5 empty] | Buttweld | Buttweld | A3A2 | 2" | [9 empty] | mm |  | 2 | [5 empty] | New |  |  |  | 245053 | SKID_GAS_RECUPERADO
[5 empty] | Buttweld | Buttweld | A3A2 | 2" | [9 empty] | mm |  | 2 | [5 empty] | New |  |  |  | 245054 | SKID_GAS_RECUPERADO
[5 empty] | Buttweld | Buttweld | A3A2 | 4" | [9 empty] | mm |  | 4 | [5 empty] | New |  |  |  | 245055 | SKID_GAS_RECUPERADO
[5 empty] | Buttweld | Buttweld | A3A2 | 2" | [9 empty] | mm |  | 2 | [5 empty] | New |  |  |  | 245056 | SKID_GAS_RECUPERADO
[5 empty] | Buttweld | Buttweld | A3A2 | 2" | [9 empty] | mm |  | 2 | [5 empty] | New |  |  |  | 245057 | SKID_GAS_RECUPERADO
[5 empty] | Buttweld | Buttweld | A3A2 | 2" | [9 empty] | mm |  | 2 | [5 empty] | New |  |  |  | 245058 | SKID_GAS_RECUPERADO
[5 empty] | Buttweld | Buttweld | A3A2 | 2" | [9 empty] | mm |  | 2 | [5 empty] | New |  |  |  | 245059 | SKID_GAS_RECUPERADO
[5 empty] | Buttweld | Buttweld | A3A2 | 4" | [9 empty] | mm |  | 4 | [5 empty] | New |  |  |  | 245060 | SKID_GAS_RECUPERADO
[5 empty] | Buttweld | Buttweld | D | 3" | [9 empty] | mm |  | 3 | [5 empty] | New |  |  |  | 245061 | SKID_GAS_RECUPERADO
[5 empty] | Buttweld | Buttweld | D | 3" | [9 empty] | mm |  | 3 | [5 empty] | New |  |  |  | 245062 | SKID_GAS_RECUPERADO
[5 empty] | Buttweld | Buttweld | D | 3" | [9 empty] | mm |  | 3 | [5 empty] | New |  |  |  | 245063 | SKID_GAS_RECUPERADO
[5 empty] | Buttweld | Buttweld | D | 3" | [9 empty] | mm |  | 3 | [5 empty] | New |  |  |  | 245064 | SKID_GAS_RECUPERADO
[5 empty] | Buttweld | Buttweld | D | 4" | [9 empty] | mm |  | 4 | [5 empty] | New |  |  |  | 245065 | SKID_GAS_RECUPERADO
[5 empty] | Buttweld | Buttweld | D | 4" | [9 empty] | mm |  | 4 | [5 empty] | New |  |  |  | 245066 | SKID_GAS_RECUPERADO
[5 empty] | Buttweld | Buttweld | D | 4" | [9 empty] | mm |  | 4 | [5 empty] | New |  |  |  | 245067 | SKID_GAS_RECUPERADO
[5 empty] | Buttweld | Buttweld | D | 4" | [9 empty] | mm |  | 4 | [5 empty] | New |  |  |  | 245068 | SKID_GAS_RECUPERADO
[5 empty] | Buttweld | Buttweld | D | 4" | [9 empty] | mm |  | 4 | [5 empty] | New |  |  |  | 245069 | SKID_GAS_RECUPERADO
[5 empty] | Buttweld | Buttweld | D | 4" | [9 empty] | mm |  | 4 | [5 empty] | New |  |  |  | 245070 | SKID_GAS_RECUPERADO
[5 empty] | Buttweld | Buttweld | B | 3" | [9 empty] | mm |  | 3 | [5 empty] | New |  |  |  | 245071 | SKID_GAS_RECUPERADO
[5 empty] | Buttweld | Buttweld | B | 3" | [9 empty] | mm |  | 3 | [5 empty] | New |  |  |  | 245072 | SKID_GAS_RECUPERADO
[5 empty] | Buttweld | Buttweld | B | 3" | [9 empty] | mm |  | 3 | [5 empty] | New |  |  |  | 245073 | SKID_GAS_RECUPERADO
[5 empty] | Buttweld | Buttweld | B | 3" | [9 empty] | mm |  | 3 | [5 empty] | New |  |  |  | 245074 | SKID_GAS_RECUPERADO
[5 empty] | Buttweld | Buttweld | B | 3" | [9 empty] | mm |  | 3 | [5 empty] | New |  |  |  | 245075 | SKID_GAS_RECUPERADO
[5 empty] | Buttweld | Buttweld | B | 3" | [9 empty] | mm |  | 3 | [5 empty] | New |  |  |  | 245076 | SKID_GAS_RECUPERADO
[5 empty] | Buttweld | Buttweld | B | 3" | [9 empty] | mm |  | 3 | [5 empty] | New |  |  |  | 245077 | SKID_GAS_RECUPERADO
[5 empty] | Buttweld | Buttweld | B | 3" | [9 empty] | mm |  | 3 | [5 empty] | New |  |  |  | 245078 | SKID_GAS_RECUPERADO
[5 empty] | Buttweld | Buttweld | B | 3" | [9 empty] | mm |  | 3 | [5 empty] | New |  |  |  | 245079 | SKID_GAS_RECUPERADO
[5 empty] | Buttweld | Buttweld | B | 3" | [9 empty] | mm |  | 3 | [5 empty] | New |  |  |  | 245080 | SKID_GAS_RECUPERADO
[5 empty] | Buttweld | Buttweld | B | 3" | [9 empty] | mm |  | 3 | [5 empty] | New |  |  |  | 245081 | SKID_GAS_RECUPERADO
[5 empty] | Buttweld | Buttweld | B | 3" | [9 empty] | mm |  | 3 | [5 empty] | New |  |  |  | 245082 | SKID_GAS_RECUPERADO
[5 empty] | Socketweld | Socketweld | D | 1/2" | [9 empty] | mm |  | 0.5 | [5 empty] | New |  |  |  | 245083 | SKID_GAS_RECUPERADO
[5 empty] | Socketweld | Socketweld | D | 1/2" | [9 empty] | mm |  | 0.5 | [5 empty] | New |  |  |  | 245084 | SKID_GAS_RECUPERADO
[5 empty] | Socketweld | Socketweld | D | 1/2" | [9 empty] | mm |  | 0.5 | [5 empty] | New |  |  |  | 245085 | SKID_GAS_RECUPERADO
[5 empty] | Socketweld | Socketweld | D | 1/2" | [9 empty] | mm |  | 0.5 | [5 empty] | New |  |  |  | 245086 | SKID_GAS_RECUPERADO
[5 empty] | Socketweld | Socketweld | D | 1/2" | [9 empty] | mm |  | 0.5 | [5 empty] | New |  |  |  | 245087 | SKID_GAS_RECUPERADO
[5 empty] | Socketweld | Socketweld | D | 1/2" | [9 empty] | mm |  | 0.5 | [5 empty] | New |  |  |  | 245088 | SKID_GAS_RECUPERADO
[5 empty] | Socketweld | Socketweld | D | 1/2" | [9 empty] | mm |  | 0.5 | [5 empty] | New |  |  |  | 245089 | SKID_GAS_RECUPERADO
[5 empty] | Socketweld | Socketweld | D | 1/2" | [9 empty] | mm |  | 0.5 | [5 empty] | New |  |  |  | 245090 | SKID_GAS_RECUPERADO
[5 empty] | Socketweld | Socketweld | B | 1/2" | [9 empty] | mm |  | 0.5 | [5 empty] | New |  |  |  | 245091 | SKID_GAS_RECUPERADO
[5 empty] | Socketweld | Socketweld | B | 1" | [9 empty] | mm |  | 1 | [5 empty] | New |  |  |  | 245092 | SKID_GAS_RECUPERADO
[5 empty] | Socketweld | Socketweld | D | 1/2" | [9 empty] | mm |  | 0.5 | [5 empty] | New |  |  |  | 245093 | SKID_GAS_RECUPERADO
[5 empty] | Socketweld | Socketweld | D | 1/2" | [9 empty] | mm |  | 0.5 | [5 empty] | New |  |  |  | 245094 | SKID_GAS_RECUPERADO
[5 empty] | Socketweld | Socketweld | D | 1/2" | [9 empty] | mm |  | 0.5 | [5 empty] | New |  |  |  | 245095 | SKID_GAS_RECUPERADO
[5 empty] | Socketweld | Socketweld | D | 1/2" | [9 empty] | mm |  | 0.5 | [5 empty] | New |  |  |  | 245096 | SKID_GAS_RECUPERADO
[5 empty] | Socketweld | Socketweld | D | 1/2" | [9 empty] | mm |  | 0.5 | [5 empty] | New |  |  |  | 245097 | SKID_GAS_RECUPERADO
[5 empty] | Socketweld | Socketweld | D | 1/2" | [9 empty] | mm |  | 0.5 | [5 empty] | New |  |  |  | 245098 | SKID_GAS_RECUPERADO
[5 empty] | Socketweld | Socketweld | D | 1/2" | [9 empty] | mm |  | 0.5 | [5 empty] | New |  |  |  | 245099 | SKID_GAS_RECUPERADO
[5 empty] | Socketweld | Socketweld | B | 1/2" | [9 empty] | mm |  | 0.5 | [5 empty] | New |  |  |  | 245101 | SKID_GAS_RECUPERADO
[5 empty] | Socketweld | Socketweld | B | 1/2" | [9 empty] | mm |  | 0.5 | [5 empty] | New |  |  |  | 245102 | SKID_GAS_RECUPERADO
[5 empty] | Socketweld | Socketweld | D | 1/2" | [9 empty] | mm |  | 0.5 | [5 empty] | New |  |  |  | 245103 | SKID_GAS_RECUPERADO
[5 empty] | Socketweld | Socketweld | D | 1/2" | [9 empty] | mm |  | 0.5 | [5 empty] | New |  |  |  | 245104 | SKID_GAS_RECUPERADO
[5 empty] | Socketweld | Socketweld | D | 1/2" | [9 empty] | mm |  | 0.5 | [5 empty] | New |  |  |  | 245105 | SKID_GAS_RECUPERADO
[5 empty] | Socketweld | Socketweld | D | 1/2" | [9 empty] | mm |  | 0.5 | [5 empty] | New |  |  |  | 245106 | SKID_GAS_RECUPERADO
[5 empty] | Socketweld | Socketweld | D | 1/2" | [9 empty] | mm |  | 0.5 | [5 empty] | New |  |  |  | 245107 | SKID_GAS_RECUPERADO
[5 empty] | Socketweld | Socketweld | D | 1/2" | [9 empty] | mm |  | 0.5 | [5 empty] | New |  |  |  | 245108 | SKID_GAS_RECUPERADO
[5 empty] | Socketweld | Socketweld | D | 1/2" | [9 empty] | mm |  | 0.5 | [5 empty] | New |  |  |  | 245109 | SKID_GAS_RECUPERADO
[5 empty] | Socketweld | Socketweld | D | 1/2" | [9 empty] | mm |  | 0.5 | [5 empty] | New |  |  |  | 245110 | SKID_GAS_RECUPERADO
[5 empty] | Socketweld | Socketweld | D | 1/2" | [9 empty] | mm |  | 0.5 | [5 empty] | New |  |  |  | 245111 | SKID_GAS_RECUPERADO
[5 empty] | Socketweld | Socketweld | D | 1/2" | [9 empty] | mm |  | 0.5 | [5 empty] | New |  |  |  | 245112 | SKID_GAS_RECUPERADO
[5 empty] | Socketweld | Socketweld | D | 1/2" | [9 empty] | mm |  | 0.5 | [5 empty] | New |  |  |  | 245113 | SKID_GAS_RECUPERADO
[5 empty] | Socketweld | Socketweld | D | 1/2" | [9 empty] | mm |  | 0.5 | [5 empty] | New |  |  |  | 245114 | SKID_GAS_RECUPERADO
[5 empty] | Socketweld | Socketweld | D | 1/2" | [9 empty] | mm |  | 0.5 | [5 empty] | New |  |  |  | 245115 | SKID_GAS_RECUPERADO
[5 empty] | Socketweld | Socketweld | D | 1/2" | [9 empty] | mm |  | 0.5 | [5 empty] | New |  |  |  | 245116 | SKID_GAS_RECUPERADO
[5 empty] | Socketweld | Socketweld | D | 1/2" | [9 empty] | mm |  | 0.5 | [5 empty] | New |  |  |  | 245117 | SKID_GAS_RECUPERADO
[5 empty] | Socketweld | Socketweld | B | 1/2" | [9 empty] | mm |  | 0.5 | [5 empty] | New |  |  |  | 245118 | SKID_GAS_RECUPERADO
[5 empty] | Socketweld | Socketweld | D | 1/2" | [9 empty] | mm |  | 0.5 | [5 empty] | New |  |  |  | 245119 | SKID_GAS_RECUPERADO
[5 empty] | Socketweld | Socketweld | B | 1/2" | [9 empty] | mm |  | 0.5 | [5 empty] | New |  |  |  | 245120 | SKID_GAS_RECUPERADO
[5 empty] | Socketweld | Socketweld | B | 1/2" | [9 empty] | mm |  | 0.5 | [5 empty] | New |  |  |  | 245121 | SKID_GAS_RECUPERADO
[5 empty] | Socketweld | Socketweld | B | 1/2" | [9 empty] | mm |  | 0.5 | [5 empty] | New |  |  |  | 245122 | SKID_GAS_RECUPERADO
[5 empty] | Socketweld | Socketweld | D | 1/2" | [9 empty] | mm |  | 0.5 | [5 empty] | New |  |  |  | 245123 | SKID_GAS_RECUPERADO
[5 empty] | Socketweld | Socketweld | D | 1/2" | [9 empty] | mm |  | 0.5 | [5 empty] | New |  |  |  | 245124 | SKID_GAS_RECUPERADO
[5 empty] | Socketweld | Socketweld | D | 1/2" | [9 empty] | mm |  | 0.5 | [5 empty] | New |  |  |  | 245125 | SKID_GAS_RECUPERADO
[5 empty] | Socketweld | Socketweld | D | 1/2" | [9 empty] | mm |  | 0.5 | [5 empty] | New |  |  |  | 245126 | SKID_GAS_RECUPERADO
[5 empty] | Socketweld | Socketweld | D | 1/2" | [9 empty] | mm |  | 0.5 | [5 empty] | New |  |  |  | 245127 | SKID_GAS_RECUPERADO
[5 empty] | Socketweld | Socketweld | D | 1/2" | [9 empty] | mm |  | 0.5 | [5 empty] | New |  |  |  | 245128 | SKID_GAS_RECUPERADO
[5 empty] | Socketweld | Socketweld | D | 1/2" | [9 empty] | mm |  | 0.5 | [5 empty] | New |  |  |  | 245129 | SKID_GAS_RECUPERADO
[5 empty] | Socketweld | Socketweld | D | 1/2" | [9 empty] | mm |  | 0.5 | [5 empty] | New |  |  |  | 245130 | SKID_GAS_RECUPERADO
[5 empty] | Socketweld | Socketweld | D | 1/2" | [9 empty] | mm |  | 0.5 | [5 empty] | New |  |  |  | 245131 | SKID_GAS_RECUPERADO
[5 empty] | Socketweld | Socketweld | D | 1/2" | [9 empty] | mm |  | 0.5 | [5 empty] | New |  |  |  | 245132 | SKID_GAS_RECUPERADO
[5 empty] | Socketweld | Socketweld | D | 1/2" | [9 empty] | mm |  | 0.5 | [5 empty] | New |  |  |  | 245133 | SKID_GAS_RECUPERADO
[5 empty] | Socketweld | Socketweld | D | 1/2" | [9 empty] | mm |  | 0.5 | [5 empty] | New |  |  |  | 245134 | SKID_GAS_RECUPERADO
[5 empty] | Socketweld | Socketweld | D | 1/2" | [9 empty] | mm |  | 0.5 | [5 empty] | New |  |  |  | 245135 | SKID_GAS_RECUPERADO
[5 empty] | Socketweld | Socketweld | D | 1/2" | [9 empty] | mm |  | 0.5 | [5 empty] | New |  |  |  | 245136 | SKID_GAS_RECUPERADO
[5 empty] | Socketweld | Socketweld | B | 1/2" | [9 empty] | mm |  | 0.5 | [5 empty] | New |  |  |  | 245137 | SKID_GAS_RECUPERADO
[5 empty] | Socketweld | Socketweld | D | 1/2" | [9 empty] | mm |  | 0.5 | [5 empty] | New |  |  |  | 245138 | SKID_GAS_RECUPERADO
[5 empty] | Socketweld | Socketweld | D | 1/2" | [9 empty] | mm |  | 0.5 | [5 empty] | New |  |  |  | 245139 | SKID_GAS_RECUPERADO
[5 empty] | Socketweld | Socketweld | D | 1 1/2" | [9 empty] | mm |  | 1.5 | [5 empty] | New |  |  |  | 245140 | SKID_GAS_RECUPERADO
[5 empty] | Socketweld | Socketweld | D | 1 1/2" | [9 empty] | mm |  | 1.5 | [5 empty] | New |  |  |  | 245141 | SKID_GAS_RECUPERADO
[5 empty] | Socketweld | Socketweld | D | 1 1/2" | [9 empty] | mm |  | 1.5 | [5 empty] | New |  |  |  | 245142 | SKID_GAS_RECUPERADO
[5 empty] | Socketweld | Socketweld | D | 1 1/2" | [9 empty] | mm |  | 1.5 | [5 empty] | New |  |  |  | 245143 | SKID_GAS_RECUPERADO
[5 empty] | Socketweld | Socketweld | D | 1/2" | [9 empty] | mm |  | 0.5 | [5 empty] | New |  |  |  | 245144 | SKID_GAS_RECUPERADO
[5 empty] | Socketweld | Socketweld | B | 1/2" | [9 empty] | mm |  | 0.5 | [5 empty] | New |  |  |  | 245145 | SKID_GAS_RECUPERADO
[5 empty] | Socketweld | Socketweld | D | 3/4" | [9 empty] | mm |  | 0.75 | [5 empty] | New |  |  |  | 245146 | SKID_GAS_RECUPERADO
[5 empty] | Socketweld | Socketweld | D | 3/4" | [9 empty] | mm |  | 0.75 | [5 empty] | New |  |  |  | 245147 | SKID_GAS_RECUPERADO
[5 empty] | Socketweld | Socketweld | D | 3/4" | [9 empty] | mm |  | 0.75 | [5 empty] | New |  |  |  | 245148 | SKID_GAS_RECUPERADO
[5 empty] | Socketweld | Socketweld | D | 3/4" | [9 empty] | mm |  | 0.75 | [5 empty] | New |  |  |  | 245149 | SKID_GAS_RECUPERADO
[5 empty] | Socketweld | Socketweld | D | 3/4" | [9 empty] | mm |  | 0.75 | [5 empty] | New |  |  |  | 245150 | SKID_GAS_RECUPERADO
[5 empty] | Socketweld | Socketweld | D | 3/4" | [9 empty] | mm |  | 0.75 | [5 empty] | New |  |  |  | 245151 | SKID_GAS_RECUPERADO
[5 empty] | Socketweld | Socketweld | D | 3/4" | [9 empty] | mm |  | 0.75 | [5 empty] | New |  |  |  | 245152 | SKID_GAS_RECUPERADO
[5 empty] | Socketweld | Socketweld | D | 3/4" | [9 empty] | mm |  | 0.75 | [5 empty] | New |  |  |  | 245153 | SKID_GAS_RECUPERADO
[5 empty] | Socketweld | Socketweld | D | 3/4" | [9 empty] | mm |  | 0.75 | [5 empty] | New |  |  |  | 245154 | SKID_GAS_RECUPERADO
[5 empty] | Socketweld | Socketweld | D | 1/2" | [9 empty] | mm |  | 0.5 | [5 empty] | New |  |  |  | 245155 | SKID_GAS_RECUPERADO
[5 empty] | Socketweld | Socketweld | D | 1/2" | [9 empty] | mm |  | 0.5 | [5 empty] | New |  |  |  | 245156 | SKID_GAS_RECUPERADO
[5 empty] | Socketweld | Socketweld | D | 3/4" | [9 empty] | mm |  | 0.75 | [5 empty] | New |  |  |  | 245157 | SKID_GAS_RECUPERADO
[5 empty] | Socketweld | Socketweld | D | 1/2" | [9 empty] | mm |  | 0.5 | [5 empty] | New |  |  |  | 245158 | SKID_GAS_RECUPERADO
[5 empty] | Socketweld | Socketweld | D | 1/2" | [9 empty] | mm |  | 0.5 | [5 empty] | New |  |  |  | 245159 | SKID_GAS_RECUPERADO
[5 empty] | Socketweld | Socketweld | D | 1/2" | [9 empty] | mm |  | 0.5 | [5 empty] | New |  |  |  | 245160 | SKID_GAS_RECUPERADO
[5 empty] | Socketweld | Socketweld | D | 1/2" | [9 empty] | mm |  | 0.5 | [5 empty] | New |  |  |  | 245161 | SKID_GAS_RECUPERADO
[5 empty] | Socketweld | Socketweld | D | 3/4" | [9 empty] | mm |  | 0.75 | [5 empty] | New |  |  |  | 245162 | SKID_GAS_RECUPERADO
[5 empty] | Socketweld | Socketweld | D | 3/4" | [9 empty] | mm |  | 0.75 | [5 empty] | New |  |  |  | 245163 | SKID_GAS_RECUPERADO
[5 empty] | Socketweld | Socketweld | D | 3/4" | [9 empty] | mm |  | 0.75 | [5 empty] | New |  |  |  | 245164 | SKID_GAS_RECUPERADO
[5 empty] | Socketweld | Socketweld | D | 3/4" | [9 empty] | mm |  | 0.75 | [5 empty] | New |  |  |  | 245165 | SKID_GAS_RECUPERADO
[5 empty] | Socketweld | Socketweld | D | 1/2" | [9 empty] | mm |  | 0.5 | [5 empty] | New |  |  |  | 245166 | SKID_GAS_RECUPERADO
[5 empty] | Socketweld | Socketweld | D | 1/2" | [9 empty] | mm |  | 0.5 | [5 empty] | New |  |  |  | 245167 | SKID_GAS_RECUPERADO
[5 empty] | Socketweld | Socketweld | D | 1/2" | [9 empty] | mm |  | 0.5 | [5 empty] | New |  |  |  | 245168 | SKID_GAS_RECUPERADO
[5 empty] | Socketweld | Socketweld | D | 1/2" | [9 empty] | mm |  | 0.5 | [5 empty] | New |  |  |  | 245169 | SKID_GAS_RECUPERADO
[5 empty] | Socketweld | Socketweld | D | 1/2" | [9 empty] | mm |  | 0.5 | [5 empty] | New |  |  |  | 245170 | SKID_GAS_RECUPERADO
[5 empty] | Socketweld | Socketweld | D | 1/2" | [9 empty] | mm |  | 0.5 | [5 empty] | New |  |  |  | 245171 | SKID_GAS_RECUPERADO
[5 empty] | Socketweld | Socketweld | D | 1/2" | [9 empty] | mm |  | 0.5 | [5 empty] | New |  |  |  | 245172 | SKID_GAS_RECUPERADO
[5 empty] | Socketweld | Socketweld | B | 1/2" | [9 empty] | mm |  | 0.5 | [5 empty] | New |  |  |  | 245173 | SKID_GAS_RECUPERADO
[5 empty] | Socketweld | Socketweld | D | 1/2" | [9 empty] | mm |  | 0.5 | [5 empty] | New |  |  |  | 245174 | SKID_GAS_RECUPERADO
[5 empty] | Socketweld | Socketweld | B | 1/2" | [9 empty] | mm |  | 0.5 | [5 empty] | New |  |  |  | 245175 | SKID_GAS_RECUPERADO
[5 empty] | Socketweld | Socketweld | D | 1/2" | [9 empty] | mm |  | 0.5 | [5 empty] | New |  |  |  | 245176 | SKID_GAS_RECUPERADO
[5 empty] | Socketweld | Socketweld | B | 1/2" | [9 empty] | mm |  | 0.5 | [5 empty] | New |  |  |  | 245177 | SKID_GAS_RECUPERADO
[5 empty] | Socketweld | Socketweld | D | 1/2" | [9 empty] | mm |  | 0.5 | [5 empty] | New |  |  |  | 245178 | SKID_GAS_RECUPERADO
[5 empty] | Socketweld | Socketweld | D | 1/2" | [9 empty] | mm |  | 0.5 | [5 empty] | New |  |  |  | 245179 | SKID_GAS_RECUPERADO
[5 empty] | Socketweld | Socketweld | D | 1/2" | [9 empty] | mm |  | 0.5 | [5 empty] | New |  |  |  | 245180 | SKID_GAS_RECUPERADO
[5 empty] | Socketweld | Socketweld | D | 1/2" | [9 empty] | mm |  | 0.5 | [5 empty] | New |  |  |  | 245181 | SKID_GAS_RECUPERADO
[5 empty] | Socketweld | Socketweld | D | 1/2" | [9 empty] | mm |  | 0.5 | [5 empty] | New |  |  |  | 245182 | SKID_GAS_RECUPERADO
[5 empty] | Socketweld | Socketweld | D | 1/2" | [9 empty] | mm |  | 0.5 | [5 empty] | New |  |  |  | 245183 | SKID_GAS_RECUPERADO
[5 empty] | Socketweld | Socketweld | B | 1/2" | [9 empty] | mm |  | 0.5 | [5 empty] | New |  |  |  | 245184 | SKID_GAS_RECUPERADO
[5 empty] | Socketweld | Socketweld | D | 1/2" | [9 empty] | mm |  | 0.5 | [5 empty] | New |  |  |  | 245185 | SKID_GAS_RECUPERADO
[5 empty] | Socketweld | Socketweld | D | 1/2" | [9 empty] | mm |  | 0.5 | [5 empty] | New |  |  |  | 245186 | SKID_GAS_RECUPERADO
[5 empty] | Socketweld | Socketweld | B | 1/2" | [9 empty] | mm |  | 0.5 | [5 empty] | New |  |  |  | 245187 | SKID_GAS_RECUPERADO
[5 empty] | Socketweld | Socketweld | D | 1/2" | [9 empty] | mm |  | 0.5 | [5 empty] | New |  |  |  | 245188 | SKID_GAS_RECUPERADO
[5 empty] | Socketweld | Socketweld | D | 1/2" | [9 empty] | mm |  | 0.5 | [5 empty] | New |  |  |  | 245189 | SKID_GAS_RECUPERADO
[5 empty] | Socketweld | Socketweld | D | 1/2" | [9 empty] | mm |  | 0.5 | [5 empty] | New |  |  |  | 245190 | SKID_GAS_RECUPERADO
[5 empty] | Socketweld | Socketweld | D | 1/2" | [9 empty] | mm |  | 0.5 | [5 empty] | New |  |  |  | 245191 | SKID_GAS_RECUPERADO
[5 empty] | Socketweld | Socketweld | D | 1/2" | [9 empty] | mm |  | 0.5 | [5 empty] | New |  |  |  | 245192 | SKID_GAS_RECUPERADO
[5 empty] | Socketweld | Socketweld | D | 1/2" | [9 empty] | mm |  | 0.5 | [5 empty] | New |  |  |  | 245193 | SKID_GAS_RECUPERADO
[5 empty] | Socketweld | Socketweld | D | 1/2" | [9 empty] | mm |  | 0.5 | [5 empty] | New |  |  |  | 245194 | SKID_GAS_RECUPERADO
[5 empty] | Socketweld | Socketweld | D | 1/2" | [9 empty] | mm |  | 0.5 | [5 empty] | New |  |  |  | 245195 | SKID_GAS_RECUPERADO
[5 empty] | Socketweld | Socketweld | B | 1/2" | [9 empty] | mm |  | 0.5 | [5 empty] | New |  |  |  | 245196 | SKID_GAS_RECUPERADO
[5 empty] | Socketweld | Socketweld | D | 1/2" | [9 empty] | mm |  | 0.5 | [5 empty] | New |  |  |  | 245197 | SKID_GAS_RECUPERADO
[5 empty] | Socketweld | Socketweld | D | 1/2" | [9 empty] | mm |  | 0.5 | [5 empty] | New |  |  |  | 245198 | SKID_GAS_RECUPERADO
[5 empty] | Socketweld | Socketweld | B | 1" | [9 empty] | mm |  | 1 | [5 empty] | New |  |  |  | 245199 | SKID_GAS_RECUPERADO
[5 empty] | Socketweld | Socketweld | B | 1" | [9 empty] | mm |  | 1 | [5 empty] | New |  |  |  | 245201 | SKID_GAS_RECUPERADO
[5 empty] | Socketweld | Socketweld | B | 1" | [9 empty] | mm |  | 1 | [5 empty] | New |  |  |  | 245202 | SKID_GAS_RECUPERADO
[5 empty] | Socketweld | Socketweld | B | 1" | [9 empty] | mm |  | 1 | [5 empty] | New |  |  |  | 245203 | SKID_GAS_RECUPERADO
[5 empty] | Socketweld | Socketweld | B | 1/2" | [9 empty] | mm |  | 0.5 | [5 empty] | New |  |  |  | 245204 | SKID_GAS_RECUPERADO
[5 empty] | Socketweld | Socketweld | B | 1/2" | [9 empty] | mm |  | 0.5 | [5 empty] | New |  |  |  | 245205 | SKID_GAS_RECUPERADO
[5 empty] | Socketweld | Socketweld | B | 1" | [9 empty] | mm |  | 1 | [5 empty] | New |  |  |  | 245206 | SKID_GAS_RECUPERADO
[5 empty] | Socketweld | Socketweld | B | 1/2" | [9 empty] | mm |  | 0.5 | [5 empty] | New |  |  |  | 245207 | SKID_GAS_RECUPERADO
[5 empty] | Socketweld | Socketweld | D | 1/2" | [9 empty] | mm |  | 0.5 | [5 empty] | New |  |  |  | 245208 | SKID_GAS_RECUPERADO
[5 empty] | Socketweld | Socketweld | D | 1/2" | [9 empty] | mm |  | 0.5 | [5 empty] | New |  |  |  | 245209 | SKID_GAS_RECUPERADO
[5 empty] | Socketweld | Socketweld | D | 1/2" | [9 empty] | mm |  | 0.5 | [5 empty] | New |  |  |  | 245210 | SKID_GAS_RECUPERADO
[5 empty] | Socketweld | Socketweld | D | 1/2" | [9 empty] | mm |  | 0.5 | [5 empty] | New |  |  |  | 245211 | SKID_GAS_RECUPERADO
[5 empty] | Socketweld | Socketweld | D | 1/2" | [9 empty] | mm |  | 0.5 | [5 empty] | New |  |  |  | 245212 | SKID_GAS_RECUPERADO
[5 empty] | Socketweld | Socketweld | D | 1/2" | [9 empty] | mm |  | 0.5 | [5 empty] | New |  |  |  | 245213 | SKID_GAS_RECUPERADO
[5 empty] | Socketweld | Socketweld | D | 1/2" | [9 empty] | mm |  | 0.5 | [5 empty] | New |  |  |  | 245214 | SKID_GAS_RECUPERADO
[5 empty] | Socketweld | Socketweld | D | 1/2" | [9 empty] | mm |  | 0.5 | [5 empty] | New |  |  |  | 245215 | SKID_GAS_RECUPERADO
[5 empty] | Socketweld | Socketweld | D | 1/2" | [9 empty] | mm |  | 0.5 | [5 empty] | New |  |  |  | 245216 | SKID_GAS_RECUPERADO
[5 empty] | Socketweld | Socketweld | B | 1" | [9 empty] | mm |  | 1 | [5 empty] | New |  |  |  | 245217 | SKID_GAS_RECUPERADO
[5 empty] | Socketweld | Socketweld | B | 1" | [9 empty] | mm |  | 1 | [5 empty] | New |  |  |  | 245218 | SKID_GAS_RECUPERADO
[5 empty] | Socketweld | Socketweld | B | 1/2" | [9 empty] | mm |  | 0.5 | [5 empty] | New |  |  |  | 245219 | SKID_GAS_RECUPERADO
[5 empty] | Socketweld | Socketweld | B | 1/2" | [9 empty] | mm |  | 0.5 | [5 empty] | New |  |  |  | 245220 | SKID_GAS_RECUPERADO
[5 empty] | Socketweld | Socketweld | D | 1/2" | [9 empty] | mm |  | 0.5 | [5 empty] | New |  |  |  | 245221 | SKID_GAS_RECUPERADO
[5 empty] | Socketweld | Socketweld | D | 1/2" | [9 empty] | mm |  | 0.5 | [5 empty] | New |  |  |  | 245222 | SKID_GAS_RECUPERADO
[5 empty] | Socketweld | Socketweld | D | 1/2" | [9 empty] | mm |  | 0.5 | [5 empty] | New |  |  |  | 245223 | SKID_GAS_RECUPERADO
[5 empty] | Socketweld | Socketweld | D | 1/2" | [9 empty] | mm |  | 0.5 | [5 empty] | New |  |  |  | 245224 | SKID_GAS_RECUPERADO
[5 empty] | Socketweld | Socketweld | B | 1/2" | [9 empty] | mm |  | 0.5 | [5 empty] | New |  |  |  | 245225 | SKID_GAS_RECUPERADO
[5 empty] | Socketweld | Socketweld | D | 1" | [9 empty] | mm |  | 1 | [5 empty] | New |  |  |  | 245226 | SKID_GAS_RECUPERADO
[5 empty] | Socketweld | Socketweld | D | 1" | [9 empty] | mm |  | 1 | [5 empty] | New |  |  |  | 245227 | SKID_GAS_RECUPERADO
[5 empty] | Socketweld | Socketweld | D | 1" | [9 empty] | mm |  | 1 | [5 empty] | New |  |  |  | 245228 | SKID_GAS_RECUPERADO
[5 empty] | Socketweld | Socketweld | D | 1" | [9 empty] | mm |  | 1 | [5 empty] | New |  |  |  | 245229 | SKID_GAS_RECUPERADO
[5 empty] | Socketweld | Socketweld | D | 1" | [9 empty] | mm |  | 1 | [5 empty] | New |  |  |  | 245230 | SKID_GAS_RECUPERADO
[5 empty] | Socketweld | Socketweld | D | 1" | [9 empty] | mm |  | 1 | [5 empty] | New |  |  |  | 245231 | SKID_GAS_RECUPERADO
[5 empty] | Socketweld | Socketweld | D | 1" | [9 empty] | mm |  | 1 | [5 empty] | New |  |  |  | 245232 | SKID_GAS_RECUPERADO
[5 empty] | Socketweld | Socketweld | D | 1" | [9 empty] | mm |  | 1 | [5 empty] | New |  |  |  | 245233 | SKID_GAS_RECUPERADO
[5 empty] | Socketweld | Socketweld | D | 1" | [9 empty] | mm |  | 1 | [5 empty] | New |  |  |  | 245234 | SKID_GAS_RECUPERADO
[5 empty] | Socketweld | Socketweld | D | 1" | [9 empty] | mm |  | 1 | [5 empty] | New |  |  |  | 245235 | SKID_GAS_RECUPERADO
[5 empty] | Socketweld | Socketweld | D | 1" | [9 empty] | mm |  | 1 | [5 empty] | New |  |  |  | 245236 | SKID_GAS_RECUPERADO
[5 empty] | Socketweld | Socketweld | B | 1 1/2" | [9 empty] | mm |  | 1.5 | [5 empty] | New |  |  |  | 245237 | SKID_GAS_RECUPERADO
[5 empty] | Socketweld | Socketweld | B | 1 1/2" | [9 empty] | mm |  | 1.5 | [5 empty] | New |  |  |  | 245238 | SKID_GAS_RECUPERADO
[5 empty] | Socketweld | Socketweld | B | 1 1/2" | [9 empty] | mm |  | 1.5 | [5 empty] | New |  |  |  | 245239 | SKID_GAS_RECUPERADO
[5 empty] | Socketweld | Socketweld | B | 1 1/2" | [9 empty] | mm |  | 1.5 | [5 empty] | New |  |  |  | 245240 | SKID_GAS_RECUPERADO
[5 empty] | Socketweld | Socketweld | B | 1 1/2" | [9 empty] | mm |  | 1.5 | [5 empty] | New |  |  |  | 245241 | SKID_GAS_RECUPERADO
[5 empty] | Socketweld | Socketweld | B | 1 1/2" | [9 empty] | mm |  | 1.5 | [5 empty] | New |  |  |  | 245242 | SKID_GAS_RECUPERADO
[5 empty] | Socketweld | Socketweld | D | 1/2" | [9 empty] | mm |  | 0.5 | [5 empty] | New |  |  |  | 245243 | SKID_GAS_RECUPERADO
[5 empty] | Socketweld | Socketweld | D | 1/2" | [9 empty] | mm |  | 0.5 | [5 empty] | New |  |  |  | 245244 | SKID_GAS_RECUPERADO
[5 empty] | Socketweld | Socketweld | B | 1 1/2" | [9 empty] | mm |  | 1.5 | [5 empty] | New |  |  |  | 245245 | SKID_GAS_RECUPERADO
[5 empty] | Socketweld | Socketweld | D | 1/2" | [9 empty] | mm |  | 0.5 | [5 empty] | New |  |  |  | 245246 | SKID_GAS_RECUPERADO
[5 empty] | Socketweld | Socketweld | B | 1" | [9 empty] | mm |  | 1 | [5 empty] | New |  |  |  | 245247 | SKID_GAS_RECUPERADO
[5 empty] | Socketweld | Socketweld | B | 1" | [9 empty] | mm |  | 1 | [5 empty] | New |  |  |  | 245248 | SKID_GAS_RECUPERADO
[5 empty] | Socketweld | Socketweld | B | 1" | [9 empty] | mm |  | 1 | [5 empty] | New |  |  |  | 245249 | SKID_GAS_RECUPERADO
[5 empty] | Socketweld | Socketweld | B | 1" | [9 empty] | mm |  | 1 | [5 empty] | New |  |  |  | 245250 | SKID_GAS_RECUPERADO
[5 empty] | Socketweld | Socketweld | B | 1" | [9 empty] | mm |  | 1 | [5 empty] | New |  |  |  | 245251 | SKID_GAS_RECUPERADO
[5 empty] | Socketweld | Socketweld | B | 1" | [9 empty] | mm |  | 1 | [5 empty] | New |  |  |  | 245252 | SKID_GAS_RECUPERADO
[5 empty] | Socketweld | Socketweld | B | 1" | [9 empty] | mm |  | 1 | [5 empty] | New |  |  |  | 245253 | SKID_GAS_RECUPERADO
[5 empty] | Socketweld | Socketweld | B | 1" | [9 empty] | mm |  | 1 | [5 empty] | New |  |  |  | 245254 | SKID_GAS_RECUPERADO
[5 empty] | Socketweld | Socketweld | B | 1" | [9 empty] | mm |  | 1 | [5 empty] | New |  |  |  | 245255 | SKID_GAS_RECUPERADO
[5 empty] | Socketweld | Socketweld | B | 1" | [9 empty] | mm |  | 1 | [5 empty] | New |  |  |  | 245256 | SKID_GAS_RECUPERADO
[5 empty] | Socketweld | Socketweld | B | 1" | [9 empty] | mm |  | 1 | [5 empty] | New |  |  |  | 245257 | SKID_GAS_RECUPERADO
[5 empty] | Socketweld | Socketweld | B | 1" | [9 empty] | mm |  | 1 | [5 empty] | New |  |  |  | 245258 | SKID_GAS_RECUPERADO
[5 empty] | Socketweld | Socketweld | B | 1" | [9 empty] | mm |  | 1 | [5 empty] | New |  |  |  | 245259 | SKID_GAS_RECUPERADO
[5 empty] | Socketweld | Socketweld | B | 1 1/2" | [9 empty] | mm |  | 1.5 | [5 empty] | New |  |  |  | 245260 | SKID_GAS_RECUPERADO
[5 empty] | Socketweld | Socketweld | B | 1" | [9 empty] | mm |  | 1 | [5 empty] | New |  |  |  | 245261 | SKID_GAS_RECUPERADO
[5 empty] | Socketweld | Socketweld | B | 1" | [9 empty] | mm |  | 1 | [5 empty] | New |  |  |  | 245262 | SKID_GAS_RECUPERADO
[5 empty] | Socketweld | Socketweld | B | 1" | [9 empty] | mm |  | 1 | [5 empty] | New |  |  |  | 245263 | SKID_GAS_RECUPERADO
[5 empty] | Socketweld | Socketweld | B | 1" | [9 empty] | mm |  | 1 | [5 empty] | New |  |  |  | 245264 | SKID_GAS_RECUPERADO
[5 empty] | Socketweld | Socketweld | B | 1" | [9 empty] | mm |  | 1 | [5 empty] | New |  |  |  | 245265 | SKID_GAS_RECUPERADO
[5 empty] | Socketweld | Socketweld | B | 1" | [9 empty] | mm |  | 1 | [5 empty] | New |  |  |  | 245266 | SKID_GAS_RECUPERADO
[5 empty] | Socketweld | Socketweld | B | 1" | [9 empty] | mm |  | 1 | [5 empty] | New |  |  |  | 245267 | SKID_GAS_RECUPERADO
[5 empty] | Socketweld | Socketweld | B | 1" | [9 empty] | mm |  | 1 | [5 empty] | New |  |  |  | 245268 | SKID_GAS_RECUPERADO
[5 empty] | Socketweld | Socketweld | B | 1" | [9 empty] | mm |  | 1 | [5 empty] | New |  |  |  | 245269 | SKID_GAS_RECUPERADO
[5 empty] | Socketweld | Socketweld | B | 1" | [9 empty] | mm |  | 1 | [5 empty] | New |  |  |  | 245270 | SKID_GAS_RECUPERADO
[5 empty] | Socketweld | Socketweld | B | 1" | [9 empty] | mm |  | 1 | [5 empty] | New |  |  |  | 245271 | SKID_GAS_RECUPERADO
[5 empty] | Socketweld | Socketweld | B | 1/2" | [9 empty] | mm |  | 0.5 | [5 empty] | New |  |  |  | 245272 | SKID_GAS_RECUPERADO
[5 empty] | Socketweld | Socketweld | B | 1/2" | [9 empty] | mm |  | 0.5 | [5 empty] | New |  |  |  | 245273 | SKID_GAS_RECUPERADO
[5 empty] | Socketweld | Socketweld | B | 1/2" | [9 empty] | mm |  | 0.5 | [5 empty] | New |  |  |  | 245274 | SKID_GAS_RECUPERADO
[5 empty] | Socketweld | Socketweld | B | 1/2" | [9 empty] | mm |  | 0.5 | [5 empty] | New |  |  |  | 245275 | SKID_GAS_RECUPERADO
[5 empty] | Socketweld | Socketweld | B | 1/2" | [9 empty] | mm |  | 0.5 | [5 empty] | New |  |  |  | 245276 | SKID_GAS_RECUPERADO
[5 empty] | Socketweld | Socketweld | B | 1/2" | [9 empty] | mm |  | 0.5 | [5 empty] | New |  |  |  | 245277 | SKID_GAS_RECUPERADO
[5 empty] | Socketweld | Socketweld | B | 1/2" | [9 empty] | mm |  | 0.5 | [5 empty] | New |  |  |  | 245278 | SKID_GAS_RECUPERADO
[5 empty] | Socketweld | Socketweld | B | 1/2" | [9 empty] | mm |  | 0.5 | [5 empty] | New |  |  |  | 245279 | SKID_GAS_RECUPERADO
[5 empty] | Socketweld | Socketweld | B | 1/2" | [9 empty] | mm |  | 0.5 | [5 empty] | New |  |  |  | 245280 | SKID_GAS_RECUPERADO
[5 empty] | Socketweld | Socketweld | B | 1/2" | [9 empty] | mm |  | 0.5 | [5 empty] | New |  |  |  | 245281 | SKID_GAS_RECUPERADO
[5 empty] | Socketweld | Socketweld | B | 1" | [9 empty] | mm |  | 1 | [5 empty] | New |  |  |  | 245282 | SKID_GAS_RECUPERADO
[5 empty] | Socketweld | Socketweld | B | 1" | [9 empty] | mm |  | 1 | [5 empty] | New |  |  |  | 245283 | SKID_GAS_RECUPERADO
[5 empty] | Socketweld | Socketweld | B | 1/2" | [9 empty] | mm |  | 0.5 | [5 empty] | New |  |  |  | 245284 | SKID_GAS_RECUPERADO
[5 empty] | Socketweld | Socketweld | B | 1/2" | [9 empty] | mm |  | 0.5 | [5 empty] | New |  |  |  | 245285 | SKID_GAS_RECUPERADO
[5 empty] | Socketweld | Socketweld | B | 1/2" | [9 empty] | mm |  | 0.5 | [5 empty] | New |  |  |  | 245286 | SKID_GAS_RECUPERADO
[5 empty] | Socketweld | Socketweld | B | 1/2" | [9 empty] | mm |  | 0.5 | [5 empty] | New |  |  |  | 245287 | SKID_GAS_RECUPERADO
[5 empty] | Socketweld | Socketweld | B | 1/2" | [9 empty] | mm |  | 0.5 | [5 empty] | New |  |  |  | 245288 | SKID_GAS_RECUPERADO
[5 empty] | Socketweld | Socketweld | B | 1/2" | [9 empty] | mm |  | 0.5 | [5 empty] | New |  |  |  | 245289 | SKID_GAS_RECUPERADO
[5 empty] | Socketweld | Socketweld | B | 1/2" | [9 empty] | mm |  | 0.5 | [5 empty] | New |  |  |  | 245290 | SKID_GAS_RECUPERADO
[5 empty] | Socketweld | Socketweld | B | 1" | [9 empty] | mm |  | 1 | [5 empty] | New |  |  |  | 245291 | SKID_GAS_RECUPERADO
[5 empty] | Socketweld | Socketweld | B | 1/2" | [9 empty] | mm |  | 0.5 | [5 empty] | New |  |  |  | 245292 | SKID_GAS_RECUPERADO
[5 empty] | Socketweld | Socketweld | B | 1/2" | [9 empty] | mm |  | 0.5 | [5 empty] | New |  |  |  | 245293 | SKID_GAS_RECUPERADO
[5 empty] | Socketweld | Socketweld | B | 1/2" | [9 empty] | mm |  | 0.5 | [5 empty] | New |  |  |  | 245294 | SKID_GAS_RECUPERADO
[5 empty] | Socketweld | Socketweld | B | 1" | [9 empty] | mm |  | 1 | [5 empty] | New |  |  |  | 245295 | SKID_GAS_RECUPERADO
[5 empty] | Socketweld | Socketweld | B | 1" | [9 empty] | mm |  | 1 | [5 empty] | New |  |  |  | 245296 | SKID_GAS_RECUPERADO
[5 empty] | Socketweld | Socketweld | D | 1/2" | [9 empty] | mm |  | 0.5 | [5 empty] | New |  |  |  | 245297 | SKID_GAS_RECUPERADO
[5 empty] | Socketweld | Socketweld | B | 1/2" | [9 empty] | mm |  | 0.5 | [5 empty] | New |  |  |  | 245298 | SKID_GAS_RECUPERADO
[5 empty] | Socketweld | Socketweld | D | 1/2" | [9 empty] | mm |  | 0.5 | [5 empty] | New |  |  |  | 245299 | SKID_GAS_RECUPERADO
[5 empty] | Socketweld | Socketweld | D | 1/2" | [9 empty] | mm |  | 0.5 | [5 empty] | New |  |  |  | 245301 | SKID_GAS_RECUPERADO
[5 empty] | Socketweld | Socketweld | B | 1/2" | [9 empty] | mm |  | 0.5 | [5 empty] | New |  |  |  | 245302 | SKID_GAS_RECUPERADO
[5 empty] | Socketweld | Socketweld | B | 1/2" | [9 empty] | mm |  | 0.5 | [5 empty] | New |  |  |  | 245303 | SKID_GAS_RECUPERADO
[5 empty] | Socketweld | Socketweld | B | 1" | [9 empty] | mm |  | 1 | [5 empty] | New |  |  |  | 245304 | SKID_GAS_RECUPERADO
[5 empty] | Socketweld | Socketweld | B | 1" | [9 empty] | mm |  | 1 | [5 empty] | New |  |  |  | 245305 | SKID_GAS_RECUPERADO
[5 empty] | Socketweld | Socketweld | B | 1" | [9 empty] | mm |  | 1 | [5 empty] | New |  |  |  | 245306 | SKID_GAS_RECUPERADO
[5 empty] | Socketweld | Socketweld | B | 1" | [9 empty] | mm |  | 1 | [5 empty] | New |  |  |  | 245307 | SKID_GAS_RECUPERADO
[5 empty] | Socketweld | Socketweld | B | 1" | [9 empty] | mm |  | 1 | [5 empty] | New |  |  |  | 245308 | SKID_GAS_RECUPERADO
[5 empty] | Socketweld | Socketweld | B | 1/2" | [9 empty] | mm |  | 0.5 | [5 empty] | New |  |  |  | 245309 | SKID_GAS_RECUPERADO
[5 empty] | Socketweld | Socketweld | B | 1/2" | [9 empty] | mm |  | 0.5 | [5 empty] | New |  |  |  | 245310 | SKID_GAS_RECUPERADO
[5 empty] | Socketweld | Socketweld | B | 1" | [9 empty] | mm |  | 1 | [5 empty] | New |  |  |  | 245311 | SKID_GAS_RECUPERADO
[5 empty] | Socketweld | Socketweld | D | 1 1/2" | [9 empty] | mm |  | 1.5 | [5 empty] | New |  |  |  | 245312 | SKID_GAS_RECUPERADO
[5 empty] | Socketweld | Socketweld | D | 1 1/2" | [9 empty] | mm |  | 1.5 | [5 empty] | New |  |  |  | 245313 | SKID_GAS_RECUPERADO
[5 empty] | Socketweld | Socketweld | D | 1 1/2" | [9 empty] | mm |  | 1.5 | [5 empty] | New |  |  |  | 245314 | SKID_GAS_RECUPERADO
[5 empty] | Socketweld | Socketweld | D | 1/2" | [9 empty] | mm |  | 0.5 | [5 empty] | New |  |  |  | 245315 | SKID_GAS_RECUPERADO
[5 empty] | Socketweld | Socketweld | D | 1 1/2" | [9 empty] | mm |  | 1.5 | [5 empty] | New |  |  |  | 245316 | SKID_GAS_RECUPERADO
[5 empty] | Socketweld | Socketweld | D | 1 1/2" | [9 empty] | mm |  | 1.5 | [5 empty] | New |  |  |  | 245317 | SKID_GAS_RECUPERADO
[5 empty] | Socketweld | Socketweld | D | 1 1/2" | [9 empty] | mm |  | 1.5 | [5 empty] | New |  |  |  | 245318 | SKID_GAS_RECUPERADO
[5 empty] | Socketweld | Socketweld | D | 1 1/2" | [9 empty] | mm |  | 1.5 | [5 empty] | New |  |  |  | 245319 | SKID_GAS_RECUPERADO
[5 empty] | Socketweld | Socketweld | D | 1/2" | [9 empty] | mm |  | 0.5 | [5 empty] | New |  |  |  | 245320 | SKID_GAS_RECUPERADO
[5 empty] | Socketweld | Socketweld | D | 1 1/2" | [9 empty] | mm |  | 1.5 | [5 empty] | New |  |  |  | 245321 | SKID_GAS_RECUPERADO
[5 empty] | Socketweld | Socketweld | D | 1 1/2" | [9 empty] | mm |  | 1.5 | [5 empty] | New |  |  |  | 245322 | SKID_GAS_RECUPERADO
[5 empty] | Socketweld | Socketweld | D | 1 1/2" | [9 empty] | mm |  | 1.5 | [5 empty] | New |  |  |  | 245323 | SKID_GAS_RECUPERADO
[5 empty] | Socketweld | Socketweld | D | 1 1/2" | [9 empty] | mm |  | 1.5 | [5 empty] | New |  |  |  | 245324 | SKID_GAS_RECUPERADO
[5 empty] | Socketweld | Socketweld | D | 1 1/2" | [9 empty] | mm |  | 1.5 | [5 empty] | New |  |  |  | 245325 | SKID_GAS_RECUPERADO
[5 empty] | Socketweld | Socketweld | D | 1 1/2" | [9 empty] | mm |  | 1.5 | [5 empty] | New |  |  |  | 245326 | SKID_GAS_RECUPERADO
[5 empty] | Socketweld | Socketweld | D | 1 1/2" | [9 empty] | mm |  | 1.5 | [5 empty] | New |  |  |  | 245327 | SKID_GAS_RECUPERADO
[5 empty] | Socketweld | Socketweld | D | 1 1/2" | [9 empty] | mm |  | 1.5 | [5 empty] | New |  |  |  | 245328 | SKID_GAS_RECUPERADO
[5 empty] | Socketweld | Socketweld | D | 1 1/2" | [9 empty] | mm |  | 1.5 | [5 empty] | New |  |  |  | 245329 | SKID_GAS_RECUPERADO
[5 empty] | Socketweld | Socketweld | D | 1 1/2" | [9 empty] | mm |  | 1.5 | [5 empty] | New |  |  |  | 245330 | SKID_GAS_RECUPERADO
[5 empty] | Socketweld | Socketweld | D | 1" | [9 empty] | mm |  | 1 | [5 empty] | Existing |  |  |  | 245331 | SKID_GAS_RECUPERADO
[5 empty] | Socketweld | Socketweld | D | 1" | [9 empty] | mm |  | 1 | [5 empty] | New |  |  |  | 245332 | SKID_GAS_RECUPERADO
[5 empty] | Socketweld | Socketweld | D | 1" | [9 empty] | mm |  | 1 | [5 empty] | New |  |  |  | 245333 | SKID_GAS_RECUPERADO
[5 empty] | Socketweld | Socketweld | D | 1/2" | [9 empty] | mm |  | 0.5 | [5 empty] | New |  |  |  | 245334 | SKID_GAS_RECUPERADO
[5 empty] | Socketweld | Socketweld | D | 1" | [9 empty] | mm |  | 1 | [5 empty] | New |  |  |  | 245335 | SKID_GAS_RECUPERADO
[5 empty] | Socketweld | Socketweld | D | 1" | [9 empty] | mm |  | 1 | [5 empty] | New |  |  |  | 245336 | SKID_GAS_RECUPERADO
[5 empty] | Socketweld | Socketweld | D | 1" | [9 empty] | mm |  | 1 | [5 empty] | New |  |  |  | 245337 | SKID_GAS_RECUPERADO
[5 empty] | Socketweld | Socketweld | D | 1" | [9 empty] | mm |  | 1 | [5 empty] | New |  |  |  | 245338 | SKID_GAS_RECUPERADO
[5 empty] | Socketweld | Socketweld | D | 1" | [9 empty] | mm |  | 1 | [5 empty] | New |  |  |  | 245339 | SKID_GAS_RECUPERADO
[5 empty] | Socketweld | Socketweld | D | 1" | [9 empty] | mm |  | 1 | [5 empty] | New |  |  |  | 245340 | SKID_GAS_RECUPERADO
[5 empty] | Socketweld | Socketweld | B | 1" | [9 empty] | mm |  | 1 | [5 empty] | New |  |  |  | 245341 | SKID_GAS_RECUPERADO
[5 empty] | Socketweld | Socketweld | B | 1" | [9 empty] | mm |  | 1 | [5 empty] | New |  |  |  | 245342 | SKID_GAS_RECUPERADO
[5 empty] | Socketweld | Socketweld | B | 1" | [9 empty] | mm |  | 1 | [5 empty] | New |  |  |  | 245343 | SKID_GAS_RECUPERADO
[5 empty] | Socketweld | Socketweld | B | 3/4" | [9 empty] | mm |  | 0.75 | [5 empty] | New |  |  |  | 245344 | SKID_GAS_RECUPERADO
[5 empty] | Socketweld | Socketweld | B | 3/4" | [9 empty] | mm |  | 0.75 | [5 empty] | New |  |  |  | 245345 | SKID_GAS_RECUPERADO
[5 empty] | Socketweld | Socketweld | D | 1" | [9 empty] | mm |  | 1 | [5 empty] | New |  |  |  | 245346 | SKID_GAS_RECUPERADO
[5 empty] | Socketweld | Socketweld | D | 1" | [9 empty] | mm |  | 1 | [5 empty] | New |  |  |  | 245347 | SKID_GAS_RECUPERADO
[5 empty] | Socketweld | Socketweld | D | 1" | [9 empty] | mm |  | 1 | [5 empty] | New |  |  |  | 245348 | SKID_GAS_RECUPERADO
[5 empty] | Socketweld | Socketweld | D | 1" | [9 empty] | mm |  | 1 | [5 empty] | New |  |  |  | 245349 | SKID_GAS_RECUPERADO
[5 empty] | Socketweld | Socketweld | D | 1" | [9 empty] | mm |  | 1 | [5 empty] | New |  |  |  | 245350 | SKID_GAS_RECUPERADO
[5 empty] | Socketweld | Socketweld | D | 1" | [9 empty] | mm |  | 1 | [5 empty] | New |  |  |  | 245351 | SKID_GAS_RECUPERADO
[5 empty] | Socketweld | Socketweld | D | 1" | [9 empty] | mm |  | 1 | [5 empty] | New |  |  |  | 245352 | SKID_GAS_RECUPERADO
[5 empty] | Socketweld | Socketweld | D | 1" | [9 empty] | mm |  | 1 | [5 empty] | New |  |  |  | 245353 | SKID_GAS_RECUPERADO
[5 empty] | Socketweld | Socketweld | D | 1" | [9 empty] | mm |  | 1 | [5 empty] | New |  |  |  | 245354 | SKID_GAS_RECUPERADO
[5 empty] | Socketweld | Socketweld | D | 1" | [9 empty] | mm |  | 1 | [5 empty] | New |  |  |  | 245355 | SKID_GAS_RECUPERADO
[5 empty] | Socketweld | Socketweld | D | 1" | [9 empty] | mm |  | 1 | [5 empty] | New |  |  |  | 245356 | SKID_GAS_RECUPERADO
[5 empty] | Socketweld | Socketweld | D | 1" | [9 empty] | mm |  | 1 | [5 empty] | New |  |  |  | 245357 | SKID_GAS_RECUPERADO
[5 empty] | Socketweld | Socketweld | D | 1" | [9 empty] | mm |  | 1 | [5 empty] | New |  |  |  | 245358 | SKID_GAS_RECUPERADO
[5 empty] | Socketweld | Socketweld | D | 1" | [9 empty] | mm |  | 1 | [5 empty] | New |  |  |  | 245359 | SKID_GAS_RECUPERADO
[5 empty] | Socketweld | Socketweld | D | 1" | [9 empty] | mm |  | 1 | [5 empty] | New |  |  |  | 245360 | SKID_GAS_RECUPERADO
[5 empty] | Socketweld | Socketweld | D | 1" | [9 empty] | mm |  | 1 | [5 empty] | New |  |  |  | 245361 | SKID_GAS_RECUPERADO
[5 empty] | Socketweld | Socketweld | D | 1/2" | [9 empty] | mm |  | 0.5 | [5 empty] | New |  |  |  | 245362 | SKID_GAS_RECUPERADO
[5 empty] | Socketweld | Socketweld | B | 3/4" | [9 empty] | mm |  | 0.75 | [5 empty] | New |  |  |  | 245363 | SKID_GAS_RECUPERADO
[5 empty] | Socketweld | Socketweld | B | 1" | [9 empty] | mm |  | 1 | [5 empty] | New |  |  |  | 245364 | SKID_GAS_RECUPERADO
[5 empty] | Socketweld | Socketweld | B | 1" | [9 empty] | mm |  | 1 | [5 empty] | New |  |  |  | 245365 | SKID_GAS_RECUPERADO
[5 empty] | Socketweld | Socketweld | B | 1" | [9 empty] | mm |  | 1 | [5 empty] | New |  |  |  | 245366 | SKID_GAS_RECUPERADO
[5 empty] | Socketweld | Socketweld | B | 3/4" | [9 empty] | mm |  | 0.75 | [5 empty] | New |  |  |  | 245367 | SKID_GAS_RECUPERADO
[5 empty] | Socketweld | Socketweld | B | 3/4" | [9 empty] | mm |  | 0.75 | [5 empty] | New |  |  |  | 245368 | SKID_GAS_RECUPERADO
[5 empty] | Socketweld | Socketweld | D | 1" | [9 empty] | mm |  | 1 | [5 empty] | New |  |  |  | 245369 | SKID_GAS_RECUPERADO
[5 empty] | Socketweld | Socketweld | D | 1" | [9 empty] | mm |  | 1 | [5 empty] | New |  |  |  | 245370 | SKID_GAS_RECUPERADO
[5 empty] | Socketweld | Socketweld | B | 1" | [9 empty] | mm |  | 1 | [5 empty] | New |  |  |  | 245371 | SKID_GAS_RECUPERADO
[5 empty] | Socketweld | Socketweld | B | 1" | [9 empty] | mm |  | 1 | [5 empty] | New |  |  |  | 245372 | SKID_GAS_RECUPERADO
[5 empty] | Socketweld | Socketweld | B | 1" | [9 empty] | mm |  | 1 | [5 empty] | New |  |  |  | 245373 | SKID_GAS_RECUPERADO
[5 empty] | Socketweld | Socketweld | B | 1" | [9 empty] | mm |  | 1 | [5 empty] | New |  |  |  | 245374 | SKID_GAS_RECUPERADO
[5 empty] | Socketweld | Socketweld | B | 1" | [9 empty] | mm |  | 1 | [5 empty] | New |  |  |  | 245375 | SKID_GAS_RECUPERADO
[5 empty] | Socketweld | Socketweld | B | 1" | [9 empty] | mm |  | 1 | [5 empty] | New |  |  |  | 245376 | SKID_GAS_RECUPERADO
[5 empty] | Socketweld | Socketweld | B | 1" | [9 empty] | mm |  | 1 | [5 empty] | New |  |  |  | 245377 | SKID_GAS_RECUPERADO
[5 empty] | Socketweld | Socketweld | B | 1" | [9 empty] | mm |  | 1 | [5 empty] | New |  |  |  | 245378 | SKID_GAS_RECUPERADO
[5 empty] | Socketweld | Socketweld | B | 1" | [9 empty] | mm |  | 1 | [5 empty] | New |  |  |  | 245379 | SKID_GAS_RECUPERADO
[5 empty] | Socketweld | Socketweld | B | 1/2" | [9 empty] | mm |  | 0.5 | [5 empty] | New |  |  |  | 245380 | SKID_GAS_RECUPERADO
[5 empty] | Socketweld | Socketweld | B | 1 1/2" | [9 empty] | mm |  | 1.5 | [5 empty] | New |  |  |  | 245381 | SKID_GAS_RECUPERADO
[5 empty] | Socketweld | Socketweld | B | 1 1/2" | [9 empty] | mm |  | 1.5 | [5 empty] | New |  |  |  | 245382 | SKID_GAS_RECUPERADO
[5 empty] | Socketweld | Socketweld | B | 1 1/2" | [9 empty] | mm |  | 1.5 | [5 empty] | New |  |  |  | 245383 | SKID_GAS_RECUPERADO
[5 empty] | Socketweld | Socketweld | B | 1 1/2" | [9 empty] | mm |  | 1.5 | [5 empty] | New |  |  |  | 245384 | SKID_GAS_RECUPERADO
[5 empty] | Socketweld | Socketweld | B | 1 1/2" | [9 empty] | mm |  | 1.5 | [5 empty] | New |  |  |  | 245385 | SKID_GAS_RECUPERADO
[5 empty] | Socketweld | Socketweld | B | 1 1/2" | [9 empty] | mm |  | 1.5 | [5 empty] | New |  |  |  | 245386 | SKID_GAS_RECUPERADO
[5 empty] | Socketweld | Socketweld | B | 1 1/2" | [9 empty] | mm |  | 1.5 | [5 empty] | New |  |  |  | 245387 | SKID_GAS_RECUPERADO
[5 empty] | Socketweld | Socketweld | B | 1 1/2" | [9 empty] | mm |  | 1.5 | [5 empty] | New |  |  |  | 245388 | SKID_GAS_RECUPERADO
[5 empty] | Socketweld | Socketweld | D | 1 1/2" | [9 empty] | mm |  | 1.5 | [5 empty] | New |  |  |  | 245389 | SKID_GAS_RECUPERADO
[5 empty] | Socketweld | Socketweld | D | 1 1/2" | [9 empty] | mm |  | 1.5 | [5 empty] | New |  |  |  | 245390 | SKID_GAS_RECUPERADO
[5 empty] | Socketweld | Socketweld | B | 1/2" | [9 empty] | mm |  | 0.5 | [5 empty] | New |  |  |  | 245391 | SKID_GAS_RECUPERADO
[5 empty] | Socketweld | Socketweld | D | 1/2" | [9 empty] | mm |  | 0.5 | [5 empty] | New |  |  |  | 245392 | SKID_GAS_RECUPERADO
[5 empty] | Socketweld | Socketweld | D | 1/2" | [9 empty] | mm |  | 0.5 | [5 empty] | New |  |  |  | 245393 | SKID_GAS_RECUPERADO
[5 empty] | Socketweld | Socketweld | D | 1/2" | [9 empty] | mm |  | 0.5 | [5 empty] | New |  |  |  | 245394 | SKID_GAS_RECUPERADO
[5 empty] | Socketweld | Socketweld | D | 1/2" | [9 empty] | mm |  | 0.5 | [5 empty] | New |  |  |  | 245395 | SKID_GAS_RECUPERADO
[5 empty] | Socketweld | Socketweld | B | 1/2" | [9 empty] | mm |  | 0.5 | [5 empty] | New |  |  |  | 245396 | SKID_GAS_RECUPERADO
[5 empty] | Socketweld | Socketweld | B | 1/2" | [9 empty] | mm |  | 0.5 | [5 empty] | New |  |  |  | 245397 | SKID_GAS_RECUPERADO
[5 empty] | Socketweld | Socketweld | D | 1/2" | [9 empty] | mm |  | 0.5 | [5 empty] | New |  |  |  | 245398 | SKID_GAS_RECUPERADO
[5 empty] | Socketweld | Socketweld | B | 1/2" | [9 empty] | mm |  | 0.5 | [5 empty] | New |  |  |  | 245399 | SKID_GAS_RECUPERADO
[5 empty] | Socketweld | Socketweld | B | 1/2" | [9 empty] | mm |  | 0.5 | [5 empty] | New |  |  |  | 245401 | SKID_GAS_RECUPERADO
[5 empty] | Socketweld | Socketweld | B | 1/2" | [9 empty] | mm |  | 0.5 | [5 empty] | New |  |  |  | 245402 | SKID_GAS_RECUPERADO
[5 empty] | Socketweld | Socketweld | B | 1/2" | [9 empty] | mm |  | 0.5 | [5 empty] | New |  |  |  | 245403 | SKID_GAS_RECUPERADO
[5 empty] | Socketweld | Socketweld | B | 1/2" | [9 empty] | mm |  | 0.5 | [5 empty] | New |  |  |  | 245404 | SKID_GAS_RECUPERADO
[5 empty] | Socketweld | Socketweld | B | 1/2" | [9 empty] | mm |  | 0.5 | [5 empty] | New |  |  |  | 245405 | SKID_GAS_RECUPERADO
[5 empty] | Socketweld | Socketweld | B | 1/2" | [9 empty] | mm |  | 0.5 | [5 empty] | New |  |  |  | 245406 | SKID_GAS_RECUPERADO
[5 empty] | Socketweld | Socketweld | B | 1/2" | [9 empty] | mm |  | 0.5 | [5 empty] | New |  |  |  | 245407 | SKID_GAS_RECUPERADO
[5 empty] | Socketweld | Socketweld | B | 1/2" | [9 empty] | mm |  | 0.5 | [5 empty] | New |  |  |  | 245408 | SKID_GAS_RECUPERADO
[5 empty] | Socketweld | Socketweld | B | 1/2" | [9 empty] | mm |  | 0.5 | [5 empty] | New |  |  |  | 245409 | SKID_GAS_RECUPERADO
[5 empty] | Socketweld | Socketweld | B | 1/2" | [9 empty] | mm |  | 0.5 | [5 empty] | New |  |  |  | 245410 | SKID_GAS_RECUPERADO
[5 empty] | Socketweld | Socketweld | B | 1/2" | [9 empty] | mm |  | 0.5 | [5 empty] | New |  |  |  | 245411 | SKID_GAS_RECUPERADO
[5 empty] | Socketweld | Socketweld | B | 1/2" | [9 empty] | mm |  | 0.5 | [5 empty] | New |  |  |  | 245412 | SKID_GAS_RECUPERADO
[5 empty] | Socketweld | Socketweld | B | 1/2" | [9 empty] | mm |  | 0.5 | [5 empty] | New |  |  |  | 245413 | SKID_GAS_RECUPERADO
[5 empty] | Socketweld | Socketweld | B | 1/2" | [9 empty] | mm |  | 0.5 | [5 empty] | New |  |  |  | 245414 | SKID_GAS_RECUPERADO
[5 empty] | Socketweld | Socketweld | B | 1" | [9 empty] | mm |  | 1 | [5 empty] | New |  |  |  | 245415 | SKID_GAS_RECUPERADO
[5 empty] | Socketweld | Socketweld | B | 1" | [9 empty] | mm |  | 1 | [5 empty] | New |  |  |  | 245416 | SKID_GAS_RECUPERADO
[5 empty] | Socketweld | Socketweld | B | 1/2" | [9 empty] | mm |  | 0.5 | [5 empty] | New |  |  |  | 245417 | SKID_GAS_RECUPERADO
[5 empty] | Socketweld | Socketweld | B | 1/2" | [9 empty] | mm |  | 0.5 | [5 empty] | New |  |  |  | 245418 | SKID_GAS_RECUPERADO
[5 empty] | Socketweld | Socketweld | D | 1/2" | [9 empty] | mm |  | 0.5 | [5 empty] | New |  |  |  | 245419 | SKID_GAS_RECUPERADO
[5 empty] | Socketweld | Socketweld | D | 1/2" | [9 empty] | mm |  | 0.5 | [5 empty] | New |  |  |  | 245420 | SKID_GAS_RECUPERADO
[5 empty] | Socketweld | Socketweld | D | 1/2" | [9 empty] | mm |  | 0.5 | [5 empty] | New |  |  |  | 245421 | SKID_GAS_RECUPERADO
[5 empty] | Socketweld | Socketweld | D | 1/2" | [9 empty] | mm |  | 0.5 | [5 empty] | New |  |  |  | 245422 | SKID_GAS_RECUPERADO
[5 empty] | Socketweld | Socketweld | D | 1/2" | [9 empty] | mm |  | 0.5 | [5 empty] | New |  |  |  | 245423 | SKID_GAS_RECUPERADO
[5 empty] | Socketweld | Socketweld | B | 1/2" | [9 empty] | mm |  | 0.5 | [5 empty] | New |  |  |  | 245424 | SKID_GAS_RECUPERADO
[5 empty] | Socketweld | Socketweld | B | 1/2" | [9 empty] | mm |  | 0.5 | [5 empty] | New |  |  |  | 245425 | SKID_GAS_RECUPERADO
[5 empty] | Socketweld | Socketweld | B | 1/2" | [9 empty] | mm |  | 0.5 | [5 empty] | New |  |  |  | 245426 | SKID_GAS_RECUPERADO
[5 empty] | Socketweld | Socketweld | B | 1/2" | [9 empty] | mm |  | 0.5 | [5 empty] | New |  |  |  | 245427 | SKID_GAS_RECUPERADO
[5 empty] | Socketweld | Socketweld | B | 1/2" | [9 empty] | mm |  | 0.5 | [5 empty] | New |  |  |  | 245428 | SKID_GAS_RECUPERADO
[5 empty] | Socketweld | Socketweld | B | 1/2" | [9 empty] | mm |  | 0.5 | [5 empty] | New |  |  |  | 245429 | SKID_GAS_RECUPERADO
[5 empty] | Socketweld | Socketweld | B | 1" | [9 empty] | mm |  | 1 | [5 empty] | New |  |  |  | 245430 | SKID_GAS_RECUPERADO
[5 empty] | Socketweld | Socketweld | B | 1" | [9 empty] | mm |  | 1 | [5 empty] | New |  |  |  | 245431 | SKID_GAS_RECUPERADO
[5 empty] | Socketweld | Socketweld | B | 1" | [9 empty] | mm |  | 1 | [5 empty] | New |  |  |  | 245432 | SKID_GAS_RECUPERADO
[5 empty] | Socketweld | Socketweld | B | 1" | [9 empty] | mm |  | 1 | [5 empty] | New |  |  |  | 245433 | SKID_GAS_RECUPERADO
[5 empty] | Socketweld | Socketweld | B | 1" | [9 empty] | mm |  | 1 | [5 empty] | New |  |  |  | 245434 | SKID_GAS_RECUPERADO
[5 empty] | Socketweld | Socketweld | B | 1" | [9 empty] | mm |  | 1 | [5 empty] | New |  |  |  | 245435 | SKID_GAS_RECUPERADO
[5 empty] | Socketweld | Socketweld | B | 1" | [9 empty] | mm |  | 1 | [5 empty] | New |  |  |  | 245436 | SKID_GAS_RECUPERADO
[5 empty] | Socketweld | Socketweld | B | 1" | [9 empty] | mm |  | 1 | [5 empty] | New |  |  |  | 245437 | SKID_GAS_RECUPERADO
[5 empty] | Socketweld | Socketweld | B | 1" | [9 empty] | mm |  | 1 | [5 empty] | New |  |  |  | 245438 | SKID_GAS_RECUPERADO
[5 empty] | Socketweld | Socketweld | B | 1" | [9 empty] | mm |  | 1 | [5 empty] | New |  |  |  | 245439 | SKID_GAS_RECUPERADO
[5 empty] | Socketweld | Socketweld | B | 1" | [9 empty] | mm |  | 1 | [5 empty] | New |  |  |  | 245440 | SKID_GAS_RECUPERADO
[5 empty] | Socketweld | Socketweld | B | 1/2" | [9 empty] | mm |  | 0.5 | [5 empty] | New |  |  |  | 245441 | SKID_GAS_RECUPERADO
[5 empty] | Socketweld | Socketweld | B | 1/2" | [9 empty] | mm |  | 0.5 | [5 empty] | New |  |  |  | 245442 | SKID_GAS_RECUPERADO
[5 empty] | Socketweld | Socketweld | B | 1/2" | [9 empty] | mm |  | 0.5 | [5 empty] | New |  |  |  | 245443 | SKID_GAS_RECUPERADO
[5 empty] | Socketweld | Socketweld | B | 1/2" | [9 empty] | mm |  | 0.5 | [5 empty] | New |  |  |  | 245444 | SKID_GAS_RECUPERADO
[5 empty] | Socketweld | Socketweld | B | 1" | [9 empty] | mm |  | 1 | [5 empty] | New |  |  |  | 245445 | SKID_GAS_RECUPERADO
[5 empty] | Socketweld | Socketweld | D | 1/2" | [9 empty] | mm |  | 0.5 | [5 empty] | New |  |  |  | 245446 | SKID_GAS_RECUPERADO
[5 empty] | Socketweld | Socketweld | D | 1/2" | [9 empty] | mm |  | 0.5 | [5 empty] | New |  |  |  | 245447 | SKID_GAS_RECUPERADO
[5 empty] | Socketweld | Socketweld | D | 1/2" | [9 empty] | mm |  | 0.5 | [5 empty] | New |  |  |  | 245448 | SKID_GAS_RECUPERADO
[5 empty] | Socketweld | Socketweld | D | 1/2" | [9 empty] | mm |  | 0.5 | [5 empty] | New |  |  |  | 245449 | SKID_GAS_RECUPERADO
[5 empty] | Socketweld | Socketweld | D | 1/2" | [9 empty] | mm |  | 0.5 | [5 empty] | New |  |  |  | 245450 | SKID_GAS_RECUPERADO
[5 empty] | Socketweld | Socketweld | D | 1/2" | [9 empty] | mm |  | 0.5 | [5 empty] | New |  |  |  | 245451 | SKID_GAS_RECUPERADO
[5 empty] | Socketweld | Socketweld | B | 1" | [9 empty] | mm |  | 1 | [5 empty] | New |  |  |  | 245452 | SKID_GAS_RECUPERADO
[5 empty] | Socketweld | Socketweld | B | 1" | [9 empty] | mm |  | 1 | [5 empty] | New |  |  |  | 245453 | SKID_GAS_RECUPERADO
[5 empty] | Socketweld | Socketweld | B | 1/2" | [9 empty] | mm |  | 0.5 | [5 empty] | New |  |  |  | 245454 | SKID_GAS_RECUPERADO
[5 empty] | Socketweld | Socketweld | B | 1/2" | [9 empty] | mm |  | 0.5 | [5 empty] | New |  |  |  | 245455 | SKID_GAS_RECUPERADO
[5 empty] | Socketweld | Socketweld | B | 1/2" | [9 empty] | mm |  | 0.5 | [5 empty] | New |  |  |  | 245456 | SKID_GAS_RECUPERADO
[5 empty] | Socketweld | Socketweld | B | 1/2" | [9 empty] | mm |  | 0.5 | [5 empty] | New |  |  |  | 245457 | SKID_GAS_RECUPERADO
[5 empty] | Socketweld | Socketweld | D | 1/2" | [9 empty] | mm |  | 0.5 | [5 empty] | New |  |  |  | 245458 | SKID_GAS_RECUPERADO
[5 empty] | Socketweld | Socketweld | D | 1/2" | [9 empty] | mm |  | 0.5 | [5 empty] | New |  |  |  | 245459 | SKID_GAS_RECUPERADO
[5 empty] | Socketweld | Socketweld | D | 1/2" | [9 empty] | mm |  | 0.5 | [5 empty] | New |  |  |  | 245460 | SKID_GAS_RECUPERADO
[5 empty] | Socketweld | Socketweld | D | 1/2" | [9 empty] | mm |  | 0.5 | [5 empty] | New |  |  |  | 245461 | SKID_GAS_RECUPERADO
[5 empty] | Socketweld | Socketweld | D | 1/2" | [9 empty] | mm |  | 0.5 | [5 empty] | New |  |  |  | 245462 | SKID_GAS_RECUPERADO
[5 empty] | Socketweld | Socketweld | D | 1/2" | [9 empty] | mm |  | 0.5 | [5 empty] | New |  |  |  | 245463 | SKID_GAS_RECUPERADO
[5 empty] | Socketweld | Socketweld | D | 1/2" | [9 empty] | mm |  | 0.5 | [5 empty] | New |  |  |  | 245464 | SKID_GAS_RECUPERADO
[5 empty] | Socketweld | Socketweld | D | 1/2" | [9 empty] | mm |  | 0.5 | [5 empty] | New |  |  |  | 245465 | SKID_GAS_RECUPERADO
[5 empty] | Socketweld | Socketweld | D | 1/2" | [9 empty] | mm |  | 0.5 | [5 empty] | New |  |  |  | 245466 | SKID_GAS_RECUPERADO
[5 empty] | Socketweld | Socketweld | B | 1/2" | [9 empty] | mm |  | 0.5 | [5 empty] | New |  |  |  | 245467 | SKID_GAS_RECUPERADO
[5 empty] | Socketweld | Socketweld | D | 1/2" | [9 empty] | mm |  | 0.5 | [5 empty] | New |  |  |  | 245468 | SKID_GAS_RECUPERADO
[5 empty] | Socketweld | Socketweld | B | 1/2" | [9 empty] | mm |  | 0.5 | [5 empty] | New |  |  |  | 245469 | SKID_GAS_RECUPERADO
[5 empty] | Socketweld | Socketweld | D | 1/2" | [9 empty] | mm |  | 0.5 | [5 empty] | New |  |  |  | 245470 | SKID_GAS_RECUPERADO
[5 empty] | Socketweld | Socketweld | D | 1/2" | [9 empty] | mm |  | 0.5 | [5 empty] | New |  |  |  | 245471 | SKID_GAS_RECUPERADO
[5 empty] | Socketweld | Socketweld | D | 1/2" | [9 empty] | mm |  | 0.5 | [5 empty] | New |  |  |  | 245472 | SKID_GAS_RECUPERADO
[5 empty] | Socketweld | Socketweld | D | 1/2" | [9 empty] | mm |  | 0.5 | [5 empty] | New |  |  |  | 245473 | SKID_GAS_RECUPERADO
[5 empty] | Socketweld | Socketweld | D | 1/2" | [9 empty] | mm |  | 0.5 | [5 empty] | New |  |  |  | 245474 | SKID_GAS_RECUPERADO
[5 empty] | Socketweld | Socketweld | B | 1/2" | [9 empty] | mm |  | 0.5 | [5 empty] | New |  |  |  | 245475 | SKID_GAS_RECUPERADO
[5 empty] | Socketweld | Socketweld | D | 1/2" | [9 empty] | mm |  | 0.5 | [5 empty] | New |  |  |  | 245476 | SKID_GAS_RECUPERADO
[5 empty] | Socketweld | Socketweld | B | 1/2" | [9 empty] | mm |  | 0.5 | [5 empty] | New |  |  |  | 245477 | SKID_GAS_RECUPERADO
[5 empty] | Socketweld | Socketweld | B | 1/2" | [9 empty] | mm |  | 0.5 | [5 empty] | New |  |  |  | 245478 | SKID_GAS_RECUPERADO
[5 empty] | Socketweld | Socketweld | D | 1/2" | [9 empty] | mm |  | 0.5 | [5 empty] | New |  |  |  | 245479 | SKID_GAS_RECUPERADO
[5 empty] | Socketweld | Socketweld | D | 1/2" | [9 empty] | mm |  | 0.5 | [5 empty] | New |  |  |  | 245480 | SKID_GAS_RECUPERADO
[5 empty] | Socketweld | Socketweld | D | 1/2" | [9 empty] | mm |  | 0.5 | [5 empty] | New |  |  |  | 245481 | SKID_GAS_RECUPERADO
[5 empty] | Socketweld | Socketweld | D | 1/2" | [9 empty] | mm |  | 0.5 | [5 empty] | New |  |  |  | 245482 | SKID_GAS_RECUPERADO
[5 empty] | Socketweld | Socketweld | D | 1/2" | [9 empty] | mm |  | 0.5 | [5 empty] | New |  |  |  | 245483 | SKID_GAS_RECUPERADO
[5 empty] | Socketweld | Socketweld | D | 1/2" | [9 empty] | mm |  | 0.5 | [5 empty] | New |  |  |  | 245484 | SKID_GAS_RECUPERADO
[5 empty] | Socketweld | Socketweld | B | 1/2" | [9 empty] | mm |  | 0.5 | [5 empty] | New |  |  |  | 245485 | SKID_GAS_RECUPERADO
[5 empty] | Socketweld | Socketweld | B | 1/2" | [9 empty] | mm |  | 0.5 | [5 empty] | New |  |  |  | 245486 | SKID_GAS_RECUPERADO
[5 empty] | Socketweld | Socketweld | B | 1/2" | [9 empty] | mm |  | 0.5 | [5 empty] | New |  |  |  | 245487 | SKID_GAS_RECUPERADO
[5 empty] | Socketweld | Socketweld | B | 1/2" | [9 empty] | mm |  | 0.5 | [5 empty] | New |  |  |  | 245488 | SKID_GAS_RECUPERADO
[5 empty] | Socketweld | Socketweld | B | 1/2" | [9 empty] | mm |  | 0.5 | [5 empty] | New |  |  |  | 245489 | SKID_GAS_RECUPERADO
[5 empty] | Socketweld | Socketweld | B | 1/2" | [9 empty] | mm |  | 0.5 | [5 empty] | New |  |  |  | 245490 | SKID_GAS_RECUPERADO
[5 empty] | Socketweld | Socketweld | B | 1/2" | [9 empty] | mm |  | 0.5 | [5 empty] | New |  |  |  | 245491 | SKID_GAS_RECUPERADO
[5 empty] | Socketweld | Socketweld | B | 1/2" | [9 empty] | mm |  | 0.5 | [5 empty] | New |  |  |  | 245492 | SKID_GAS_RECUPERADO
[5 empty] | Socketweld | Socketweld | B | 1/2" | [9 empty] | mm |  | 0.5 | [5 empty] | New |  |  |  | 245493 | SKID_GAS_RECUPERADO
[5 empty] | Socketweld | Socketweld | B | 1/2" | [9 empty] | mm |  | 0.5 | [5 empty] | New |  |  |  | 245494 | SKID_GAS_RECUPERADO
[5 empty] | Socketweld | Socketweld | B | 1/2" | [9 empty] | mm |  | 0.5 | [5 empty] | New |  |  |  | 245495 | SKID_GAS_RECUPERADO
[5 empty] | Socketweld | Socketweld | B | 1/2" | [9 empty] | mm |  | 0.5 | [5 empty] | New |  |  |  | 245496 | SKID_GAS_RECUPERADO
[5 empty] | Socketweld | Socketweld | D | 1/2" | [9 empty] | mm |  | 0.5 | [5 empty] | New |  |  |  | 245497 | SKID_GAS_RECUPERADO
[5 empty] | Socketweld | Socketweld | D | 1/2" | [9 empty] | mm |  | 0.5 | [5 empty] | New |  |  |  | 245498 | SKID_GAS_RECUPERADO
[5 empty] | Socketweld | Socketweld | B | 1/2" | [9 empty] | mm |  | 0.5 | [5 empty] | New |  |  |  | 245499 | SKID_GAS_RECUPERADO
[5 empty] | Socketweld | Socketweld | B | 1/2" | [9 empty] | mm |  | 0.5 | [5 empty] | New |  |  |  | 245501 | SKID_GAS_RECUPERADO
[5 empty] | Socketweld | Socketweld | B | 1/2" | [9 empty] | mm |  | 0.5 | [5 empty] | New |  |  |  | 245502 | SKID_GAS_RECUPERADO
[5 empty] | Socketweld | Socketweld | B | 1/2" | [9 empty] | mm |  | 0.5 | [5 empty] | New |  |  |  | 245503 | SKID_GAS_RECUPERADO
[5 empty] | Socketweld | Socketweld | B | 1/2" | [9 empty] | mm |  | 0.5 | [5 empty] | New |  |  |  | 245504 | SKID_GAS_RECUPERADO
[5 empty] | Socketweld | Socketweld | D | 1/2" | [9 empty] | mm |  | 0.5 | [5 empty] | New |  |  |  | 245505 | SKID_GAS_RECUPERADO
[5 empty] | Socketweld | Socketweld | B | 1" | [9 empty] | mm |  | 1 | [5 empty] | New |  |  |  | 245506 | SKID_GAS_RECUPERADO
[5 empty] | Socketweld | Socketweld | B | 1" | [9 empty] | mm |  | 1 | [5 empty] | New |  |  |  | 245507 | SKID_GAS_RECUPERADO
[5 empty] | Socketweld | Socketweld | B | 1" | [9 empty] | mm |  | 1 | [5 empty] | New |  |  |  | 245508 | SKID_GAS_RECUPERADO
[5 empty] | Socketweld | Socketweld | B | 1" | [9 empty] | mm |  | 1 | [5 empty] | New |  |  |  | 245509 | SKID_GAS_RECUPERADO
[5 empty] | Socketweld | Socketweld | B | 1" | [9 empty] | mm |  | 1 | [5 empty] | New |  |  |  | 245510 | SKID_GAS_RECUPERADO
[5 empty] | Socketweld | Socketweld | B | 1" | [9 empty] | mm |  | 1 | [5 empty] | New |  |  |  | 245511 | SKID_GAS_RECUPERADO
[5 empty] | Socketweld | Socketweld | B | 1" | [9 empty] | mm |  | 1 | [5 empty] | New |  |  |  | 245512 | SKID_GAS_RECUPERADO
[5 empty] | Socketweld | Socketweld | B | 1" | [9 empty] | mm |  | 1 | [5 empty] | New |  |  |  | 245513 | SKID_GAS_RECUPERADO
[5 empty] | Socketweld | Socketweld | B | 1" | [9 empty] | mm |  | 1 | [5 empty] | New |  |  |  | 245514 | SKID_GAS_RECUPERADO
[5 empty] | Socketweld | Socketweld | B | 1" | [9 empty] | mm |  | 1 | [5 empty] | New |  |  |  | 245515 | SKID_GAS_RECUPERADO
[5 empty] | Socketweld | Socketweld | B | 1" | [9 empty] | mm |  | 1 | [5 empty] | New |  |  |  | 245516 | SKID_GAS_RECUPERADO
[5 empty] | Tapweld | Tapweld | D | 6" | [9 empty] | mm |  | 6 | [5 empty] | Existing |  |  |  | 245517 | SKID_GAS_RECUPERADO
[5 empty] | Tapweld | Tapweld | D | 6" | [9 empty] | mm |  | 6 | [5 empty] | Existing |  |  |  | 245518 | SKID_GAS_RECUPERADO
[5 empty] | Tapweld | Tapweld | D | 6" | [9 empty] | mm |  | 6 | [5 empty] | Existing |  |  |  | 245519 | SKID_GAS_RECUPERADO
[5 empty] | Tapweld | Tapweld | D | 6" | [9 empty] | mm |  | 6 | [5 empty] | Existing |  |  |  | 245520 | SKID_GAS_RECUPERADO
[5 empty] | Tapweld | Tapweld | D | 6" | [9 empty] | mm |  | 6 | [5 empty] | Existing |  |  |  | 245521 | SKID_GAS_RECUPERADO
[5 empty] | Tapweld | Tapweld | D | 6" | [9 empty] | mm |  | 6 | [5 empty] | Existing |  |  |  | 245522 | SKID_GAS_RECUPERADO
[5 empty] | Tapweld | Tapweld | B | 3" | [9 empty] | mm |  | 3 | [5 empty] | New |  |  |  | 245523 | SKID_GAS_RECUPERADO
[5 empty] | Tapweld | Tapweld | B | 3" | [9 empty] | mm |  | 3 | [5 empty] | New |  |  |  | 245524 | SKID_GAS_RECUPERADO
[5 empty] | Tapweld | Tapweld | D | 4" | [9 empty] | mm |  | 4 | [5 empty] | New |  |  |  | 245525 | SKID_GAS_RECUPERADO
[5 empty] | Tapweld | Tapweld | B | 3" | [9 empty] | mm |  | 3 | [5 empty] | New |  |  |  | 245526 | SKID_GAS_RECUPERADO
[5 empty] | Tapweld | Tapweld | D | 4" | [9 empty] | mm |  | 4 | [5 empty] | New |  |  |  | 245527 | SKID_GAS_RECUPERADO
[5 empty] | Tapweld | Tapweld | D | 4" | [9 empty] | mm |  | 4 | [5 empty] | New |  |  |  | 245528 | SKID_GAS_RECUPERADO
[5 empty] | Tapweld | Tapweld | D | 4" | [9 empty] | mm |  | 4 | [5 empty] | New |  |  |  | 245529 | SKID_GAS_RECUPERADO
[5 empty] | Tapweld | Tapweld | D | 4" | [9 empty] | mm |  | 4 | [5 empty] | New |  |  |  | 245530 | SKID_GAS_RECUPERADO
[5 empty] | Tapweld | Tapweld | D | 4" | [9 empty] | mm |  | 4 | [5 empty] | New |  |  |  | 245531 | SKID_GAS_RECUPERADO
[5 empty] | Tapweld | Tapweld | D | 4" | [9 empty] | mm |  | 4 | [5 empty] | New |  |  |  | 245532 | SKID_GAS_RECUPERADO
[5 empty] | Tapweld | Tapweld | D | 4" | [9 empty] | mm |  | 4 | [5 empty] | New |  |  |  | 245533 | SKID_GAS_RECUPERADO
[5 empty] | Tapweld | Tapweld | D | 4" | [9 empty] | mm |  | 4 | [5 empty] | New |  |  |  | 245534 | SKID_GAS_RECUPERADO
[5 empty] | Tapweld | Tapweld | D | 2" | [9 empty] | mm |  | 2 | [5 empty] | New |  |  |  | 245535 | SKID_GAS_RECUPERADO
[5 empty] | Tapweld | Tapweld | B | 3" | [9 empty] | mm |  | 3 | [5 empty] | New |  |  |  | 245536 | SKID_GAS_RECUPERADO
[5 empty] | Tapweld | Tapweld | D | 4" | [9 empty] | mm |  | 4 | [5 empty] | New |  |  |  | 245537 | SKID_GAS_RECUPERADO
[5 empty] | Tapweld | Tapweld | B | 6" | [9 empty] | mm |  | 6 | [5 empty] | New |  |  |  | 245538 | SKID_GAS_RECUPERADO
[5 empty] | Tapweld | Tapweld | B | 6" | [9 empty] | mm |  | 6 | [5 empty] | New |  |  |  | 245539 | SKID_GAS_RECUPERADO
[5 empty] | Tapweld | Tapweld | D | 4" | [9 empty] | mm |  | 4 | [5 empty] | New |  |  |  | 245540 | SKID_GAS_RECUPERADO
[5 empty] | Tapweld | Tapweld | D | 8" | [9 empty] | mm |  | 8 | [5 empty] | New |  |  |  | 245541 | SKID_GAS_RECUPERADO
[5 empty] | Tapweld | Tapweld | D | 4" | [9 empty] | mm |  | 4 | [5 empty] | New |  |  |  | 245542 | SKID_GAS_RECUPERADO
[5 empty] | Tapweld | Tapweld | B | 6" | [9 empty] | mm |  | 6 | [5 empty] | New |  |  |  | 245543 | SKID_GAS_RECUPERADO
[5 empty] | Tapweld | Tapweld | B | 6" | [9 empty] | mm |  | 6 | [5 empty] | New |  |  |  | 245544 | SKID_GAS_RECUPERADO
STUD BOLT, A193-B7/A194-2H/F436 |  |  |  |  | STUD BOLT 5/8" X 107.95 LG, ASTM A193, B7 W/2 HEX. NUT 5/8", ASTM A194, GR 2, 2 WASHER 5/8", ASTM F436 | Bolt set | A3A2 | 2" |  |  | TYPE=BOLT |  |  |  | RF |  |  | mm |  | 2 |  |  |  | 600 |  | New |  | 1.8 | KG | 245545 | SKID_GAS_RECUPERADO |  | 31.75 |  | 107.95
STUD BOLT, A193-B7/A194-2H/F436 |  |  |  |  | STUD BOLT 5/8" X 107.95 LG, ASTM A193, B7 W/2 HEX. NUT 5/8", ASTM A194, GR 2, 2 WASHER 5/8", ASTM F436 | Bolt set | A3A2 | 2" |  |  | TYPE=BOLT |  |  |  | RF |  |  | mm |  | 2 |  |  |  | 600 |  | New |  | 1.8 | KG | 245546 | SKID_GAS_RECUPERADO |  | 31.75 |  | 107.95
STUD BOLT, A193-B7/A194-2H/F436 |  |  |  |  | STUD BOLT 5/8" X 127 LG, ASTM A193, B7 W/2 HEX. NUT 5/8", ASTM A194, GR 2, 2 WASHER 5/8", ASTM F436 | Bolt set | A3A2 | 2" |  |  | TYPE=BOLT |  |  |  | RF |  |  | mm |  | 2 |  |  |  | 600 |  | New |  | 1.8 | KG | 245547 | SKID_GAS_RECUPERADO |  | 31.75 |  | 127
STUD BOLT SET A193 Gr B7/ A194 Gr 2H |  |  |  |  | STUD BOLT 3/4" X @@@ LG, ASTM A193, B7 W/2 HEX. NUT 3/4", ASTM A194, GR 2, 2 WASHER 3/4", ASTM F436 | Bolt set | D | 3" |  |  | TYPE=BOLT |  |  |  | RF |  |  | mm |  | 3 |  |  |  | 600 |  | New |  | 3.32 | KG | 245549 | SKID_GAS_RECUPERADO |  | 1.5 |  | 127
STUD BOLT SET A193 Gr B7/ A194 Gr 2H |  |  |  |  | STUD BOLT 7/8" X @@@ LG, ASTM A193, B7 W/2 HEX. NUT 7/8", ASTM A194, GR 2, 2 WASHER 7/8", ASTM F436 | Bolt set | D | 4" |  |  | TYPE=BOLT |  |  |  | RF |  |  | mm |  | 4 |  |  |  | 600 |  | New |  | 5.64 | KG | 245552 | SKID_GAS_RECUPERADO |  | 1.75 |  | 146.05
STUD BOLT SET A193 Gr B7/ A194 Gr 2H |  |  |  |  | STUD BOLT 7/8" X @@@ LG, ASTM A193, B7 W/2 HEX. NUT 7/8", ASTM A194, GR 2, 2 WASHER 7/8", ASTM F436 | Bolt set | D | 4" |  |  | TYPE=BOLT |  |  |  | RF |  |  | mm |  | 4 |  |  |  | 600 |  | New |  | 5.64 | KG | 245554 | SKID_GAS_RECUPERADO |  | 1.75 |  | 146.05
STUD BOLT SET A193 Gr B7/ A194 Gr 2H |  |  |  |  | STUD BOLT 5/8" X @@@ LG, ASTM A193, B7 W/2 HEX. NUT 5/8", ASTM A194, GR 2, 2 WASHER 5/8", ASTM F436 | Bolt set | D | 2" |  |  | TYPE=BOLT |  |  |  | RF |  |  | mm |  | 2 |  |  |  | 600 |  | New |  | 1.8 | KG | 245560 | SKID_GAS_RECUPERADO |  | 1.25 |  | 107.95
STUD BOLT SET A193 Gr B7/ A194 Gr 2H |  |  |  |  | STUD BOLT 1" X @@@ LG, ASTM A193, B7 W/2 HEX. NUT 1", ASTM A194, GR 2, 2 WASHER 1", ASTM F436 | Bolt set | D | 6" |  |  | TYPE=BOLT |  |  |  | RF |  |  | mm |  | 6 |  |  |  | 600 |  | New |  | 12.65 | KG | 245561 | SKID_GAS_RECUPERADO |  | 2.13 |  | 171.45
STUD BOLT SET A193 Gr B7/ A194 Gr 2H |  |  |  |  | STUD BOLT 5/8" X @@@ LG, ASTM A193, B7 W/2 HEX. NUT 5/8", ASTM A194, GR 2, 2 WASHER 5/8", ASTM F436 | Bolt set | D | 2" |  |  | TYPE=BOLT |  |  |  | RF |  |  | mm |  | 2 |  |  |  | 600 |  | New |  | 1.8 | KG | 245562 | SKID_GAS_RECUPERADO |  | 1.25 |  | 107.95
STUD BOLT SET A193 Gr B7/ A194 Gr 2H |  |  |  |  | STUD BOLT 3/4" X @@@ LG, ASTM A193, B7 W/2 HEX. NUT 3/4", ASTM A194, GR 2, 2 WASHER 3/4", ASTM F436 | Bolt set | D | 1 1/2" |  |  | TYPE=BOLT |  |  |  | RF |  |  | mm |  | 1.5 |  |  |  | 600 |  | New |  | 1.54 | KG | 245565 | SKID_GAS_RECUPERADO |  | 1.13 |  | 107.95
STUD BOLT SET A193 Gr B7/ A194 Gr 2H |  |  |  |  | STUD BOLT 3/4" X @@@ LG, ASTM A193, B7 W/2 HEX. NUT 3/4", ASTM A194, GR 2, 2 WASHER 3/4", ASTM F436 | Bolt set | D | 1 1/2" |  |  | TYPE=BOLT |  |  |  | RF |  |  | mm |  | 1.5 |  |  |  | 600 |  | New |  | 1.54 | KG | 245566 | SKID_GAS_RECUPERADO |  | 1.13 |  | 107.95
STUD BOLT SET A193 Gr B7/ A194 Gr 2H |  |  |  |  | STUD BOLT 5/8" X @@@ LG, ASTM A193, B7 W/2 HEX. NUT 5/8", ASTM A194, GR 2, 2 WASHER 5/8", ASTM F436 | Bolt set | B | 2" |  |  | TYPE=BOLT |  |  |  | RF |  |  | mm |  | 2 |  |  |  | 150 |  | New |  | 0.77 | KG | 245567 | SKID_GAS_RECUPERADO |  | 0.75 |  | 82.55
STUD BOLT SET A193 Gr B7/ A194 Gr 2H |  |  |  |  | STUD BOLT 5/8" X @@@ LG, ASTM A193, B7 W/2 HEX. NUT 5/8", ASTM A194, GR 2, 2 WASHER 5/8", ASTM F436 | Bolt set | B | 2" |  |  | TYPE=BOLT |  |  |  | RF |  |  | mm |  | 2 |  |  |  | 150 |  | New |  | 0.77 | KG | 245568 | SKID_GAS_RECUPERADO |  | 0.75 |  | 82.55
STUD BOLT SET A193 Gr B7/ A194 Gr 2H |  |  |  |  | STUD BOLT 3/4" X @@@ LG, ASTM A193, B7 W/2 HEX. NUT 3/4", ASTM A194, GR 2, 2 WASHER 3/4", ASTM F436 | Bolt set | D | 1 1/2" |  |  | TYPE=BOLT |  |  |  | RF |  |  | mm |  | 1.5 |  |  |  | 600 |  | New |  | 1.54 | KG | 245569 | SKID_GAS_RECUPERADO |  | 1.13 |  | 107.95
STUD BOLT SET A193 Gr B7/ A194 Gr 2H |  |  |  |  | STUD BOLT 5/8" X @@@ LG, ASTM A193, B7 W/2 HEX. NUT 5/8", ASTM A194, GR 2, 2 WASHER 5/8", ASTM F436 | Bolt set | B | 2" |  |  | TYPE=BOLT |  |  |  | RF |  |  | mm |  | 2 |  |  |  | 150 |  | New |  | 0.77 | KG | 245570 | SKID_GAS_RECUPERADO |  | 0.75 |  | 82.55
STUD BOLT SET A193 Gr B7/ A194 Gr 2H |  |  |  |  | STUD BOLT 5/8" X @@@ LG, ASTM A193, B7 W/2 HEX. NUT 5/8", ASTM A194, GR 2, 2 WASHER 5/8", ASTM F436 | Bolt set | B | 3" |  |  | TYPE=BOLT |  |  |  | RF |  |  | mm |  | 3 |  |  |  | 150 |  | New |  | 0.79 | KG | 245571 | SKID_GAS_RECUPERADO |  | 0.94 |  | 88.9
STUD BOLT SET A193 Gr B7/ A194 Gr 2H |  |  |  |  | STUD BOLT 5/8" X @@@ LG, ASTM A193, B7 W/2 HEX. NUT 5/8", ASTM A194, GR 2, 2 WASHER 5/8", ASTM F436 | Bolt set | B | 3" |  |  | TYPE=BOLT |  |  |  | RF |  |  | mm |  | 3 |  |  |  | 150 |  | New |  | 0.79 | KG | 245572 | SKID_GAS_RECUPERADO |  | 0.94 |  | 88.9
STUD BOLT SET A193 Gr B7/ A194 Gr 2H |  |  |  |  | STUD BOLT 5/8" X @@@ LG, ASTM A193, B7 W/2 HEX. NUT 5/8", ASTM A194, GR 2, 2 WASHER 5/8", ASTM F436 | Bolt set | D | 2" |  |  | TYPE=BOLT |  |  |  | RF |  |  | mm |  | 2 |  |  |  | 600 |  | New |  | 1.8 | KG | 245574 | SKID_GAS_RECUPERADO |  | 1.25 |  | 107.95
STUD BOLT SET A193 Gr B7/ A194 Gr 2H |  |  |  |  | STUD BOLT 5/8" X @@@ LG, ASTM A193, B7 W/2 HEX. NUT 5/8", ASTM A194, GR 2, 2 WASHER 5/8", ASTM F436 | Bolt set | D | 2" |  |  | TYPE=BOLT |  |  |  | RF |  |  | mm |  | 2 |  |  |  | 600 |  | New |  | 1.8 | KG | 245575 | SKID_GAS_RECUPERADO |  | 1.25 |  | 107.95
STUD BOLT SET A193 Gr B7/ A194 Gr 2H |  |  |  |  | STUD BOLT 5/8" X @@@ LG, ASTM A193, B7 W/2 HEX. NUT 5/8", ASTM A194, GR 2, 2 WASHER 5/8", ASTM F436 | Bolt set | B | 3" |  |  | TYPE=BOLT |  |  |  | RF |  |  | mm |  | 3 |  |  |  | 150 |  | New |  | 0.79 | KG | 245577 | SKID_GAS_RECUPERADO |  | 0.94 |  | 88.9
STUD BOLT SET A193 Gr B7/ A194 Gr 2H |  |  |  |  | STUD BOLT 7/8" X @@@ LG, ASTM A193, B7 W/2 HEX. NUT 7/8", ASTM A194, GR 2, 2 WASHER 7/8", ASTM F436 | Bolt set | D | 4" |  |  | TYPE=BOLT |  |  |  | RF |  |  | mm |  | 4 |  |  |  | 600 |  | New |  | 5.64 | KG | 245585 | SKID_GAS_RECUPERADO |  | 1.75 |  | 146.05
STUD BOLT SET A193 Gr B7/ A194 Gr 2H |  |  |  |  | STUD BOLT 7/8" X @@@ LG, ASTM A193, B7 W/2 HEX. NUT 7/8", ASTM A194, GR 2, 2 WASHER 7/8", ASTM F436 | Bolt set | D | 4" |  |  | TYPE=BOLT |  |  |  | RF |  |  | mm |  | 4 |  |  |  | 600 |  | New |  | 5.64 | KG | 245586 | SKID_GAS_RECUPERADO |  | 1.75 |  | 146.05
STUD BOLT SET A193 Gr B7/ A194 Gr 2H |  |  |  |  | STUD BOLT 7/8" X @@@ LG, ASTM A193, B7 W/2 HEX. NUT 7/8", ASTM A194, GR 2, 2 WASHER 7/8", ASTM F436 | Bolt set | D | 4" |  |  | TYPE=BOLT |  |  |  | RF |  |  | mm |  | 4 |  |  |  | 600 |  | New |  | 5.64 | KG | 245587 | SKID_GAS_RECUPERADO |  | 1.75 |  | 146.05
STUD BOLT SET A193 Gr B7/ A194 Gr 2H |  |  |  |  | STUD BOLT 7/8" X @@@ LG, ASTM A193, B7 W/2 HEX. NUT 7/8", ASTM A194, GR 2, 2 WASHER 7/8", ASTM F436 | Bolt set | D | 4" |  |  | TYPE=BOLT |  |  |  | RF |  |  | mm |  | 4 |  |  |  | 600 |  | New |  | 5.64 | KG | 245588 | SKID_GAS_RECUPERADO |  | 1.75 |  | 146.05
STUD BOLT SET A193 Gr B7/ A194 Gr 2H |  |  |  |  | STUD BOLT 7/8" X @@@ LG, ASTM A193, B7 W/2 HEX. NUT 7/8", ASTM A194, GR 2, 2 WASHER 7/8", ASTM F436 | Bolt set | D | 4" |  |  | TYPE=BOLT |  |  |  | RF |  |  | mm |  | 4 |  |  |  | 600 |  | New |  | 5.64 | KG | 245589 | SKID_GAS_RECUPERADO |  | 1.75 |  | 146.05
STUD BOLT SET A193 Gr B7/ A194 Gr 2H |  |  |  |  | STUD BOLT 7/8" X @@@ LG, ASTM A193, B7 W/2 HEX. NUT 7/8", ASTM A194, GR 2, 2 WASHER 7/8", ASTM F436 | Bolt set | D | 4" |  |  | TYPE=BOLT |  |  |  | RF |  |  | mm |  | 4 |  |  |  | 600 |  | New |  | 5.64 | KG | 245590 | SKID_GAS_RECUPERADO |  | 1.75 |  | 146.05
STUD BOLT SET A193 Gr B7/ A194 Gr 2H |  |  |  |  | STUD BOLT 3/4" X @@@ LG, ASTM A193, B7 W/2 HEX. NUT 3/4", ASTM A194, GR 2, 2 WASHER 3/4", ASTM F436 | Bolt set | D | 3" |  |  | TYPE=BOLT |  |  |  | RF |  |  | mm |  | 3 |  |  |  | 600 |  | New |  | 3.32 | KG | 245591 | SKID_GAS_RECUPERADO |  | 1.5 |  | 127
STUD BOLT SET A193 Gr B7/ A194 Gr 2H |  |  |  |  | STUD BOLT 5/8" X @@@ LG, ASTM A193, B7 W/2 HEX. NUT 5/8", ASTM A194, GR 2, 2 WASHER 5/8", ASTM F436 | Bolt set | B | 3" |  |  | TYPE=BOLT |  |  |  | RF |  |  | mm |  | 3 |  |  |  | 150 |  | New |  | 0.79 | KG | 245592 | SKID_GAS_RECUPERADO |  | 0.94 |  | 88.9
STUD BOLT SET A193 Gr B7/ A194 Gr 2H |  |  |  |  | STUD BOLT 5/8" X @@@ LG, ASTM A193, B7 W/2 HEX. NUT 5/8", ASTM A194, GR 2, 2 WASHER 5/8", ASTM F436 | Bolt set | B | 3" |  |  | TYPE=BOLT |  |  |  | RF |  |  | mm |  | 3 |  |  |  | 150 |  | New |  | 0.79 | KG | 245593 | SKID_GAS_RECUPERADO |  | 0.94 |  | 88.9
STUD BOLT SET A193 Gr B7/ A194 Gr 2H |  |  |  |  | STUD BOLT 5/8" X @@@ LG, ASTM A193, B7 W/2 HEX. NUT 5/8", ASTM A194, GR 2, 2 WASHER 5/8", ASTM F436 | Bolt set | B | 3" |  |  | TYPE=BOLT |  |  |  | RF |  |  | mm |  | 3 |  |  |  | 150 |  | New |  | 0.79 | KG | 245594 | SKID_GAS_RECUPERADO |  | 0.94 |  | 88.9
STUD BOLT SET A193 Gr B7/ A194 Gr 2H |  |  |  |  | STUD BOLT 5/8" X @@@ LG, ASTM A193, B7 W/2 HEX. NUT 5/8", ASTM A194, GR 2, 2 WASHER 5/8", ASTM F436 | Bolt set | B | 3" |  |  | TYPE=BOLT |  |  |  | RF |  |  | mm |  | 3 |  |  |  | 150 |  | New |  | 0.79 | KG | 245595 | SKID_GAS_RECUPERADO |  | 0.94 |  | 69.85
STUD BOLT SET A193 Gr B7/ A194 Gr 2H |  |  |  |  | STUD BOLT 5/8" X @@@ LG, ASTM A193, B7 W/2 HEX. NUT 5/8", ASTM A194, GR 2, 2 WASHER 5/8", ASTM F436 | Bolt set | B | 3" |  |  | TYPE=BOLT |  |  |  | RF |  |  | mm |  | 3 |  |  |  | 150 |  | New |  | 0.79 | KG | 245596 | SKID_GAS_RECUPERADO |  | 0.94 |  | 69.85
STUD BOLT SET A193 Gr B7/ A194 Gr 2H |  |  |  |  | STUD BOLT 5/8" X @@@ LG, ASTM A193, B7 W/2 HEX. NUT 5/8", ASTM A194, GR 2, 2 WASHER 5/8", ASTM F436 | Bolt set | B | 3" |  |  | TYPE=BOLT |  |  |  | RF |  |  | mm |  | 3 |  |  |  | 150 |  | New |  | 0.79 | KG | 245597 | SKID_GAS_RECUPERADO |  | 0.94 |  | 69.85
STUD BOLT SET A193 Gr B7/ A194 Gr 2H |  |  |  |  | STUD BOLT 5/8" X @@@ LG, ASTM A193, B7 W/2 HEX. NUT 5/8", ASTM A194, GR 2, 2 WASHER 5/8", ASTM F436 | Bolt set | B | 3" |  |  | TYPE=BOLT |  |  |  | RF |  |  | mm |  | 3 |  |  |  | 150 |  | New |  | 0.79 | KG | 245598 | SKID_GAS_RECUPERADO |  | 0.94 |  | 88.9
STUD BOLT SET A193 Gr B7/ A194 Gr 2H |  |  |  |  | STUD BOLT 5/8" X @@@ LG, ASTM A193, B7 W/2 HEX. NUT 5/8", ASTM A194, GR 2, 2 WASHER 5/8", ASTM F436 | Bolt set | B | 3" |  |  | TYPE=BOLT |  |  |  | RF |  |  | mm |  | 3 |  |  |  | 150 |  | New |  | 0.79 | KG | 245599 | SKID_GAS_RECUPERADO |  | 0.94 |  | 69.85
[5 empty] | Thread | Thread | D | 1/2" | [9 empty] | mm |  | 0.5 | [5 empty] | New |  |  |  | 245602 | SKID_GAS_RECUPERADO
[5 empty] | Thread | Thread | D | 1/2" | [9 empty] | mm |  | 0.5 | [5 empty] | New |  |  |  | 245603 | SKID_GAS_RECUPERADO
[5 empty] | Thread | Thread | D | 1/2" | [9 empty] | mm |  | 0.5 | [5 empty] | New |  |  |  | 245604 | SKID_GAS_RECUPERADO
[5 empty] | Thread | Thread | B | 1/2" | [9 empty] | mm |  | 0.5 | [5 empty] | New |  |  |  | 245605 | SKID_GAS_RECUPERADO
[5 empty] | Thread | Thread | B | 1/2" | [9 empty] | mm |  | 0.5 | [5 empty] | New |  |  |  | 245606 | SKID_GAS_RECUPERADO
[5 empty] | Thread | Thread | D | 1/2" | [9 empty] | mm |  | 0.5 | [5 empty] | New |  |  |  | 245608 | SKID_GAS_RECUPERADO
[5 empty] | Thread | Thread | D | 1/2" | [9 empty] | mm |  | 0.5 | [5 empty] | New |  |  |  | 245609 | SKID_GAS_RECUPERADO
[5 empty] | Thread | Thread | D | 1/2" | [9 empty] | mm |  | 0.5 | [5 empty] | New |  |  |  | 245610 | SKID_GAS_RECUPERADO
[5 empty] | Thread | Thread | D | 1/2" | [9 empty] | mm |  | 0.5 | [5 empty] | New |  |  |  | 245611 | SKID_GAS_RECUPERADO
[5 empty] | Thread | Thread | D | 1/2" | [9 empty] | mm |  | 0.5 | [5 empty] | New |  |  |  | 245612 | SKID_GAS_RECUPERADO
[5 empty] | Thread | Thread | D | 1/2" | [9 empty] | mm |  | 0.5 | [5 empty] | New |  |  |  | 245613 | SKID_GAS_RECUPERADO
[5 empty] | Thread | Thread | D | 1/2" | [9 empty] | mm |  | 0.5 | [5 empty] | New |  |  |  | 245614 | SKID_GAS_RECUPERADO
[5 empty] | Thread | Thread | D | 1/2" | [9 empty] | mm |  | 0.5 | [5 empty] | New |  |  |  | 245616 | SKID_GAS_RECUPERADO
[5 empty] | Thread | Thread | D | 1/2" | [9 empty] | mm |  | 0.5 | [5 empty] | New |  |  |  | 245617 | SKID_GAS_RECUPERADO
[5 empty] | Thread | Thread | D | 1/2" | [9 empty] | mm |  | 0.5 | [5 empty] | New |  |  |  | 245618 | SKID_GAS_RECUPERADO
[5 empty] | Thread | Thread | D | 1/2" | [9 empty] | mm |  | 0.5 | [5 empty] | New |  |  |  | 245619 | SKID_GAS_RECUPERADO
[5 empty] | Thread | Thread | D | 1/2" | [9 empty] | mm |  | 0.5 | [5 empty] | New |  |  |  | 245620 | SKID_GAS_RECUPERADO
[5 empty] | Thread | Thread | D | 1/2" | [9 empty] | mm |  | 0.5 | [5 empty] | New |  |  |  | 245621 | SKID_GAS_RECUPERADO
[5 empty] | Thread | Thread | D | 1/2" | [9 empty] | mm |  | 0.5 | [5 empty] | New |  |  |  | 245622 | SKID_GAS_RECUPERADO
[5 empty] | Thread | Thread | D | 1/2" | [9 empty] | mm |  | 0.5 | [5 empty] | New |  |  |  | 245624 | SKID_GAS_RECUPERADO
[5 empty] | Thread | Thread | D | 1/2" | [9 empty] | mm |  | 0.5 | [5 empty] | New |  |  |  | 245625 | SKID_GAS_RECUPERADO
[5 empty] | Thread | Thread | D | 1/2" | [9 empty] | mm |  | 0.5 | [5 empty] | New |  |  |  | 245626 | SKID_GAS_RECUPERADO
[5 empty] | Thread | Thread | D | 1 1/2" | [9 empty] | mm |  | 1.5 | [5 empty] | New |  |  |  | 245627 | SKID_GAS_RECUPERADO
[5 empty] | Thread | Thread | D | 1/2" | [9 empty] | mm |  | 0.5 | [5 empty] | New |  |  |  | 245628 | SKID_GAS_RECUPERADO
[5 empty] | Thread | Thread | D | 1 1/2" | [9 empty] | mm |  | 1.5 | [5 empty] | New |  |  |  | 245629 | SKID_GAS_RECUPERADO
[5 empty] | Thread | Thread | B | 1/2" | [9 empty] | mm |  | 0.5 | [5 empty] | New |  |  |  | 245630 | SKID_GAS_RECUPERADO
[5 empty] | Thread | Thread | D | 3/4" | [9 empty] | mm |  | 0.75 | [5 empty] | New |  |  |  | 245631 | SKID_GAS_RECUPERADO
[5 empty] | Thread | Thread | D | 3/4" | [9 empty] | mm |  | 0.75 | [5 empty] | New |  |  |  | 245632 | SKID_GAS_RECUPERADO
[5 empty] | Thread | Thread | D | 3/4" | [9 empty] | mm |  | 0.75 | [5 empty] | New |  |  |  | 245633 | SKID_GAS_RECUPERADO
[5 empty] | Thread | Thread | D | 3/4" | [9 empty] | mm |  | 0.75 | [5 empty] | New |  |  |  | 245635 | SKID_GAS_RECUPERADO
[5 empty] | Thread | Thread | D | 1/2" | [9 empty] | mm |  | 0.5 | [5 empty] | New |  |  |  | 245636 | SKID_GAS_RECUPERADO
[5 empty] | Thread | Thread | D | 1/2" | [9 empty] | mm |  | 0.5 | [5 empty] | New |  |  |  | 245637 | SKID_GAS_RECUPERADO
[5 empty] | Thread | Thread | D | 1/2" | [9 empty] | mm |  | 0.5 | [5 empty] | New |  |  |  | 245639 | SKID_GAS_RECUPERADO
[5 empty] | Thread | Thread | D | 1/2" | [9 empty] | mm |  | 0.5 | [5 empty] | New |  |  |  | 245640 | SKID_GAS_RECUPERADO
[5 empty] | Thread | Thread | D | 1/2" | [9 empty] | mm |  | 0.5 | [5 empty] | New |  |  |  | 245641 | SKID_GAS_RECUPERADO
[5 empty] | Thread | Thread | D | 1/2" | [9 empty] | mm |  | 0.5 | [5 empty] | New |  |  |  | 245642 | SKID_GAS_RECUPERADO
[5 empty] | Thread | Thread | D | 1/2" | [9 empty] | mm |  | 0.5 | [5 empty] | New |  |  |  | 245643 | SKID_GAS_RECUPERADO
[5 empty] | Thread | Thread | D | 1/2" | [9 empty] | mm |  | 0.5 | [5 empty] | New |  |  |  | 245644 | SKID_GAS_RECUPERADO
[5 empty] | Thread | Thread | D | 1/2" | [9 empty] | mm |  | 0.5 | [5 empty] | New |  |  |  | 245645 | SKID_GAS_RECUPERADO
[5 empty] | Thread | Thread | D | 1/2" | [9 empty] | mm |  | 0.5 | [5 empty] | New |  |  |  | 245646 | SKID_GAS_RECUPERADO
[5 empty] | Thread | Thread | D | 1/2" | [9 empty] | mm |  | 0.5 | [5 empty] | New |  |  |  | 245647 | SKID_GAS_RECUPERADO
[5 empty] | Thread | Thread | D | 1/2" | [9 empty] | mm |  | 0.5 | [5 empty] | New |  |  |  | 245648 | SKID_GAS_RECUPERADO
[5 empty] | Thread | Thread | D | 1/2" | [9 empty] | mm |  | 0.5 | [5 empty] | New |  |  |  | 245649 | SKID_GAS_RECUPERADO
[5 empty] | Thread | Thread | D | 1/2" | [9 empty] | mm |  | 0.5 | [5 empty] | New |  |  |  | 245650 | SKID_GAS_RECUPERADO
[5 empty] | Thread | Thread | D | 1/2" | [9 empty] | mm |  | 0.5 | [5 empty] | New |  |  |  | 245651 | SKID_GAS_RECUPERADO
[5 empty] | Thread | Thread | D | 1/2" | [9 empty] | mm |  | 0.5 | [5 empty] | New |  |  |  | 245652 | SKID_GAS_RECUPERADO
[5 empty] | Thread | Thread | D | 1/2" | [9 empty] | mm |  | 0.5 | [5 empty] | New |  |  |  | 245653 | SKID_GAS_RECUPERADO
[5 empty] | Thread | Thread | D | 1/2" | [9 empty] | mm |  | 0.5 | [5 empty] | New |  |  |  | 245654 | SKID_GAS_RECUPERADO
[5 empty] | Thread | Thread | D | 1/2" | [9 empty] | mm |  | 0.5 | [5 empty] | New |  |  |  | 245655 | SKID_GAS_RECUPERADO
[5 empty] | Thread | Thread | D | 1/2" | [9 empty] | mm |  | 0.5 | [5 empty] | New |  |  |  | 245656 | SKID_GAS_RECUPERADO
[5 empty] | Thread | Thread | D | 1/2" | [9 empty] | mm |  | 0.5 | [5 empty] | New |  |  |  | 245657 | SKID_GAS_RECUPERADO
[5 empty] | Thread | Thread | D | 1/2" | [9 empty] | mm |  | 0.5 | [5 empty] | New |  |  |  | 245658 | SKID_GAS_RECUPERADO
[5 empty] | Thread | Thread | D | 1/2" | [9 empty] | mm |  | 0.5 | [5 empty] | New |  |  |  | 245661 | SKID_GAS_RECUPERADO
[5 empty] | Thread | Thread | D | 1/2" | [9 empty] | mm |  | 0.5 | [5 empty] | New |  |  |  | 245662 | SKID_GAS_RECUPERADO
[5 empty] | Thread | Thread | D | 1/2" | [9 empty] | mm |  | 0.5 | [5 empty] | New |  |  |  | 245663 | SKID_GAS_RECUPERADO
[5 empty] | Thread | Thread | D | 1/2" | [9 empty] | mm |  | 0.5 | [5 empty] | New |  |  |  | 245664 | SKID_GAS_RECUPERADO
[5 empty] | Thread | Thread | D | 1/2" | [9 empty] | mm |  | 0.5 | [5 empty] | New |  |  |  | 245665 | SKID_GAS_RECUPERADO
[5 empty] | Thread | Thread | D | 1/2" | [9 empty] | mm |  | 0.5 | [5 empty] | New |  |  |  | 245666 | SKID_GAS_RECUPERADO
[5 empty] | Thread | Thread | D | 1/2" | [9 empty] | mm |  | 0.5 | [5 empty] | New |  |  |  | 245667 | SKID_GAS_RECUPERADO
[5 empty] | Thread | Thread | D | 1/2" | [9 empty] | mm |  | 0.5 | [5 empty] | New |  |  |  | 245668 | SKID_GAS_RECUPERADO
[5 empty] | Thread | Thread | D | 1" | [9 empty] | mm |  | 1 | [5 empty] | New |  |  |  | 245669 | SKID_GAS_RECUPERADO
[5 empty] | Thread | Thread | D | 1/2" | [9 empty] | mm |  | 0.5 | [5 empty] | New |  |  |  | 245670 | SKID_GAS_RECUPERADO
[5 empty] | Thread | Thread | D | 1/2" | [9 empty] | mm |  | 0.5 | [5 empty] | New |  |  |  | 245671 | SKID_GAS_RECUPERADO
[5 empty] | Thread | Thread | D | 1" | [9 empty] | mm |  | 1 | [5 empty] | New |  |  |  | 245672 | SKID_GAS_RECUPERADO
[5 empty] | Thread | Thread | D | 1" | [9 empty] | mm |  | 1 | [5 empty] | New |  |  |  | 245673 | SKID_GAS_RECUPERADO
[5 empty] | Thread | Thread | D | 1" | [9 empty] | mm |  | 1 | [5 empty] | New |  |  |  | 245674 | SKID_GAS_RECUPERADO
[5 empty] | Thread | Thread | D | 1/2" | [9 empty] | mm |  | 0.5 | [5 empty] | New |  |  |  | 245675 | SKID_GAS_RECUPERADO
[5 empty] | Thread | Thread | D | 1/2" | [9 empty] | mm |  | 0.5 | [5 empty] | New |  |  |  | 245676 | SKID_GAS_RECUPERADO
[5 empty] | Thread | Thread | D | 1/2" | [9 empty] | mm |  | 0.5 | [5 empty] | New |  |  |  | 245677 | SKID_GAS_RECUPERADO
[5 empty] | Thread | Thread | D | 1/2" | [9 empty] | mm |  | 0.5 | [5 empty] | New |  |  |  | 245678 | SKID_GAS_RECUPERADO
[5 empty] | Thread | Thread | D | 1/2" | [9 empty] | mm |  | 0.5 | [5 empty] | New |  |  |  | 245679 | SKID_GAS_RECUPERADO
[5 empty] | Thread | Thread | B | 1/2" | [9 empty] | mm |  | 0.5 | [5 empty] | New |  |  |  | 245680 | SKID_GAS_RECUPERADO
[5 empty] | Thread | Thread | B | 1/2" | [9 empty] | mm |  | 0.5 | [5 empty] | New |  |  |  | 245681 | SKID_GAS_RECUPERADO
[5 empty] | Thread | Thread | B | 1/2" | [9 empty] | mm |  | 0.5 | [5 empty] | New |  |  |  | 245682 | SKID_GAS_RECUPERADO
[5 empty] | Thread | Thread | D | 1" | [9 empty] | mm |  | 1 | [5 empty] | New |  |  |  | 245683 | SKID_GAS_RECUPERADO
[5 empty] | Thread | Thread | D | 1" | [9 empty] | mm |  | 1 | [5 empty] | New |  |  |  | 245684 | SKID_GAS_RECUPERADO
[5 empty] | Thread | Thread | D | 1" | [9 empty] | mm |  | 1 | [5 empty] | New |  |  |  | 245685 | SKID_GAS_RECUPERADO
[5 empty] | Thread | Thread | D | 1" | [9 empty] | mm |  | 1 | [5 empty] | New |  |  |  | 245686 | SKID_GAS_RECUPERADO
[5 empty] | Thread | Thread | D | 1" | [9 empty] | mm |  | 1 | [5 empty] | New |  |  |  | 245687 | SKID_GAS_RECUPERADO
[5 empty] | Thread | Thread | B | 1 1/2" | [9 empty] | mm |  | 1.5 | [5 empty] | New |  |  |  | 245688 | SKID_GAS_RECUPERADO
[5 empty] | Thread | Thread | D | 1/2" | [9 empty] | mm |  | 0.5 | [5 empty] | New |  |  |  | 245689 | SKID_GAS_RECUPERADO
[5 empty] | Thread | Thread | D | 1/2" | [9 empty] | mm |  | 0.5 | [5 empty] | New |  |  |  | 245690 | SKID_GAS_RECUPERADO
[5 empty] | Thread | Thread | B | 1" | [9 empty] | mm |  | 1 | [5 empty] | New |  |  |  | 245691 | SKID_GAS_RECUPERADO
[5 empty] | Thread | Thread | B | 1" | [9 empty] | mm |  | 1 | [5 empty] | New |  |  |  | 245692 | SKID_GAS_RECUPERADO
[5 empty] | Thread | Thread | B | 1" | [9 empty] | mm |  | 1 | [5 empty] | New |  |  |  | 245693 | SKID_GAS_RECUPERADO
[5 empty] | Thread | Thread | B | 1" | [9 empty] | mm |  | 1 | [5 empty] | New |  |  |  | 245694 | SKID_GAS_RECUPERADO
[5 empty] | Thread | Thread | B | 1" | [9 empty] | mm |  | 1 | [5 empty] | New |  |  |  | 245695 | SKID_GAS_RECUPERADO
[5 empty] | Thread | Thread | B | 1" | [9 empty] | mm |  | 1 | [5 empty] | New |  |  |  | 245697 | SKID_GAS_RECUPERADO
[5 empty] | Thread | Thread | B | 1/2" | [9 empty] | mm |  | 0.5 | [5 empty] | New |  |  |  | 245701 | SKID_GAS_RECUPERADO
[5 empty] | Thread | Thread | B | 1/2" | [9 empty] | mm |  | 0.5 | [5 empty] | New |  |  |  | 245702 | SKID_GAS_RECUPERADO
[5 empty] | Thread | Thread | B | 1/2" | [9 empty] | mm |  | 0.5 | [5 empty] | New |  |  |  | 245703 | SKID_GAS_RECUPERADO
[5 empty] | Thread | Thread | B | 1/2" | [9 empty] | mm |  | 0.5 | [5 empty] | New |  |  |  | 245704 | SKID_GAS_RECUPERADO
[5 empty] | Thread | Thread | B | 1/2" | [9 empty] | mm |  | 0.5 | [5 empty] | New |  |  |  | 245705 | SKID_GAS_RECUPERADO
[5 empty] | Thread | Thread | B | 1/2" | [9 empty] | mm |  | 0.5 | [5 empty] | New |  |  |  | 245706 | SKID_GAS_RECUPERADO
[5 empty] | Thread | Thread | B | 1/2" | [9 empty] | mm |  | 0.5 | [5 empty] | New |  |  |  | 245707 | SKID_GAS_RECUPERADO
[5 empty] | Thread | Thread | B | 1/2" | [9 empty] | mm |  | 0.5 | [5 empty] | New |  |  |  | 245708 | SKID_GAS_RECUPERADO
[5 empty] | Thread | Thread | B | 1/2" | [9 empty] | mm |  | 0.5 | [5 empty] | New |  |  |  | 245709 | SKID_GAS_RECUPERADO
[5 empty] | Thread | Thread | D | 1/2" | [9 empty] | mm |  | 0.5 | [5 empty] | New |  |  |  | 245710 | SKID_GAS_RECUPERADO
[5 empty] | Thread | Thread | D | 1/2" | [9 empty] | mm |  | 0.5 | [5 empty] | New |  |  |  | 245711 | SKID_GAS_RECUPERADO
[5 empty] | Thread | Thread | D | 1/2" | [9 empty] | mm |  | 0.5 | [5 empty] | New |  |  |  | 245712 | SKID_GAS_RECUPERADO
[5 empty] | Thread | Thread | D | 1 1/2" | [9 empty] | mm |  | 1.5 | [5 empty] | New |  |  |  | 245714 | SKID_GAS_RECUPERADO
[5 empty] | Thread | Thread | D | 1 1/2" | [9 empty] | mm |  | 1.5 | [5 empty] | New |  |  |  | 245715 | SKID_GAS_RECUPERADO
[5 empty] | Thread | Thread | D | 1/2" | [9 empty] | mm |  | 0.5 | [5 empty] | New |  |  |  | 245716 | SKID_GAS_RECUPERADO
[5 empty] | Thread | Thread | D | 1 1/2" | [9 empty] | mm |  | 1.5 | [5 empty] | New |  |  |  | 245717 | SKID_GAS_RECUPERADO
[5 empty] | Thread | Thread | D | 1/2" | [9 empty] | mm |  | 0.5 | [5 empty] | New |  |  |  | 245718 | SKID_GAS_RECUPERADO
[5 empty] | Thread | Thread | D | 1 1/2" | [9 empty] | mm |  | 1.5 | [5 empty] | New |  |  |  | 245719 | SKID_GAS_RECUPERADO
[5 empty] | Thread | Thread | D | 1/2" | [9 empty] | mm |  | 0.5 | [5 empty] | New |  |  |  | 245721 | SKID_GAS_RECUPERADO
[5 empty] | Thread | Thread | B | 1/2" | [9 empty] | mm |  | 0.5 | [5 empty] | New |  |  |  | 245722 | SKID_GAS_RECUPERADO
[5 empty] | Thread | Thread | D | 1/2" | [9 empty] | mm |  | 0.5 | [5 empty] | New |  |  |  | 245723 | SKID_GAS_RECUPERADO
[5 empty] | Thread | Thread | B | 1/2" | [9 empty] | mm |  | 0.5 | [5 empty] | New |  |  |  | 245724 | SKID_GAS_RECUPERADO
[5 empty] | Thread | Thread | D | 1" | [9 empty] | mm |  | 1 | [5 empty] | Existing |  |  |  | 245725 | SKID_GAS_RECUPERADO
[5 empty] | Thread | Thread | B | 1/2" | [9 empty] | mm |  | 0.5 | [5 empty] | New |  |  |  | 245726 | SKID_GAS_RECUPERADO
[5 empty] | Thread | Thread | D | 1" | [9 empty] | mm |  | 1 | [5 empty] | New |  |  |  | 245727 | SKID_GAS_RECUPERADO
[5 empty] | Thread | Thread | D | 1/2" | [9 empty] | mm |  | 0.5 | [5 empty] | New |  |  |  | 245728 | SKID_GAS_RECUPERADO
[5 empty] | Thread | Thread | D | 1" | [9 empty] | mm |  | 1 | [5 empty] | New |  |  |  | 245729 | SKID_GAS_RECUPERADO
[5 empty] | Thread | Thread | B | 1" | [9 empty] | mm |  | 1 | [5 empty] | New |  |  |  | 245730 | SKID_GAS_RECUPERADO
[5 empty] | Thread | Thread | D | 1/2" | [9 empty] | mm |  | 0.5 | [5 empty] | New |  |  |  | 245733 | SKID_GAS_RECUPERADO
[5 empty] | Thread | Thread | B | 1" | [9 empty] | mm |  | 1 | [5 empty] | New |  |  |  | 245734 | SKID_GAS_RECUPERADO
[5 empty] | Thread | Thread | B | 1" | [9 empty] | mm |  | 1 | [5 empty] | New |  |  |  | 245735 | SKID_GAS_RECUPERADO
[5 empty] | Thread | Thread | B | 1/2" | [9 empty] | mm |  | 0.5 | [5 empty] | New |  |  |  | 245736 | SKID_GAS_RECUPERADO
[5 empty] | Thread | Thread | D | 1/2" | [9 empty] | mm |  | 0.5 | [5 empty] | New |  |  |  | 245738 | SKID_GAS_RECUPERADO
[5 empty] | Thread | Thread | B | 1/2" | [9 empty] | mm |  | 0.5 | [5 empty] | New |  |  |  | 245739 | SKID_GAS_RECUPERADO
[5 empty] | Thread | Thread | B | 1/2" | [9 empty] | mm |  | 0.5 | [5 empty] | New |  |  |  | 245740 | SKID_GAS_RECUPERADO
[5 empty] | Thread | Thread | B | 1/2" | [9 empty] | mm |  | 0.5 | [5 empty] | New |  |  |  | 245741 | SKID_GAS_RECUPERADO
[5 empty] | Thread | Thread | B | 1/2" | [9 empty] | mm |  | 0.5 | [5 empty] | New |  |  |  | 245742 | SKID_GAS_RECUPERADO
[5 empty] | Thread | Thread | D | 1/2" | [9 empty] | mm |  | 0.5 | [5 empty] | New |  |  |  | 245743 | SKID_GAS_RECUPERADO
[5 empty] | Thread | Thread | D | 1/2" | [9 empty] | mm |  | 0.5 | [5 empty] | New |  |  |  | 245744 | SKID_GAS_RECUPERADO
[5 empty] | Thread | Thread | D | 1/2" | [9 empty] | mm |  | 0.5 | [5 empty] | New |  |  |  | 245745 | SKID_GAS_RECUPERADO
[5 empty] | Thread | Thread | D | 1/2" | [9 empty] | mm |  | 0.5 | [5 empty] | New |  |  |  | 245746 | SKID_GAS_RECUPERADO
[5 empty] | Thread | Thread | D | 1/2" | [9 empty] | mm |  | 0.5 | [5 empty] | New |  |  |  | 245747 | SKID_GAS_RECUPERADO
[5 empty] | Thread | Thread | A1A2 | 1/2" | [9 empty] | mm |  | 0.5 | [5 empty] | New |  |  |  | 245748 | SKID_GAS_RECUPERADO
[5 empty] | Thread | Thread | A1A2 | 1/2" | [9 empty] | mm |  | 0.5 | [5 empty] | New |  |  |  | 245749 | SKID_GAS_RECUPERADO
[5 empty] | Thread | Thread | A1A2 | 1/2" | [9 empty] | mm |  | 0.5 | [5 empty] | New |  |  |  | 245750 | SKID_GAS_RECUPERADO
[5 empty] | Thread | Thread | D | 1/2" | [9 empty] | mm |  | 0.5 | [5 empty] | New |  |  |  | 245751 | SKID_GAS_RECUPERADO
[5 empty] | Thread | Thread | D | 1/2" | [9 empty] | mm |  | 0.5 | [5 empty] | New |  |  |  | 245752 | SKID_GAS_RECUPERADO
[5 empty] | Thread | Thread | D | 1/2" | [9 empty] | mm |  | 0.5 | [5 empty] | New |  |  |  | 245753 | SKID_GAS_RECUPERADO
[5 empty] | Thread | Thread | D | 1/2" | [9 empty] | mm |  | 0.5 | [5 empty] | New |  |  |  | 245754 | SKID_GAS_RECUPERADO
[5 empty] | Thread | Thread | D | 1/2" | [9 empty] | mm |  | 0.5 | [5 empty] | New |  |  |  | 245755 | SKID_GAS_RECUPERADO
[5 empty] | Thread | Thread | D | 1/2" | [9 empty] | mm |  | 0.5 | [5 empty] | New |  |  |  | 245756 | SKID_GAS_RECUPERADO
[5 empty] | Thread | Thread | D | 1/2" | [9 empty] | mm |  | 0.5 | [5 empty] | New |  |  |  | 245757 | SKID_GAS_RECUPERADO
[5 empty] | Thread | Thread | B | 1/2" | [9 empty] | mm |  | 0.5 | [5 empty] | New |  |  |  | 245758 | SKID_GAS_RECUPERADO
[5 empty] | Thread | Thread | D | 1/2" | [9 empty] | mm |  | 0.5 | [5 empty] | New |  |  |  | 245759 | SKID_GAS_RECUPERADO
[5 empty] | Socketweld | Socketweld | B | 1" | [9 empty] | mm |  | 1 | [5 empty] | New |  |  |  | 319084 | SKID GAS |  |  |  |  | 1"-FG-B-319-N
[5 empty] | Socketweld | Socketweld | B | 1" | [9 empty] | mm |  | 1 | [5 empty] | New |  |  |  | 319542 | SKID GAS |  |  |  |  | 1"-PG-B-316-N
[5 empty] | Socketweld | Socketweld | B | 1" | [9 empty] | mm |  | 1 | [5 empty] | New |  |  |  | 319548 | SKID GAS |  |  |  |  | 1"-PG-B-316-N
[5 empty] | Thread | Thread | B | 1/2" | [9 empty] | mm |  | 0.5 | [5 empty] | New |  |  |  | 319744 | SKID GAS |  |  |  |  | 1/2"-DO-B-504-N
[5 empty] | Buttweld | Buttweld | D | 6" | [9 empty] | mm |  | 6 | [5 empty] | Existing |  |  |  | 320322 | SKID GAS
GASKET, SWG, 1/8", RF, #600, GRAPHITE | ASME B16.20 |  |  |  | GASKET SWG | Gasket, SWG | D | 4" |  |  | TYPE=GASKET |  | Undefined_ET |  | RF |  |  | mm | 114.3 | 4 |  |  |  | 600 |  | New |  | 0.32 | KG | 320325 | SKID GAS |  |  |  |  | 4"-PG-D-306-N
[5 empty] | Buttweld | Buttweld | D | 4" | [9 empty] | mm |  | 4 | [5 empty] | New |  |  |  | 320326 | SKID GAS |  |  |  |  | 4"-PG-D-312-N
STUD BOLT SET A193 Gr B7/ A194 Gr 2H |  |  |  |  | STUD BOLT 3/4" X @@@ LG, ASTM A193, B7 W/2 HEX. NUT 3/4", ASTM A194, GR 2, 2 WASHER 3/4", ASTM F436 | Bolt set | D | 3" |  |  | TYPE=BOLT |  |  |  | RF |  |  | mm |  | 3 |  |  |  | 600 |  | New |  | 3.32 | KG | 320327 | SKID GAS |  | 1.5 |  | 127 | 3"-MUL-D-013-N
[5 empty] | Thread | Thread | D | 1/2" | [9 empty] | mm |  | 0.5 | [5 empty] | New |  |  |  | 320341 | SKID GAS |  |  |  |  | 4"-PG-D-326-HT
[5 empty] | Socketweld | Socketweld | D | 1/2" | [9 empty] | mm |  | 0.5 | [5 empty] | New |  |  |  | 320368 | SKID GAS |  |  |  |  | 1/2"-PRW-D-200-N
[5 empty] | Thread | Thread | D | 1 1/2" | [9 empty] | mm |  | 1.5 | [5 empty] | New |  |  |  | 320378 | SKID GAS |  |  |  |  | 1 1/2"-R-D-600-N
[5 empty] | Thread | Thread | A1A2 | 1/2" | [9 empty] | mm |  | 0.5 | [5 empty] | New |  |  |  | 320399 | SKID GAS |  |  |  |  | 1/2"-PRW-A2-201-N
[5 empty] | Socketweld | Socketweld | D | 1 1/2" | [9 empty] | mm |  | 1.5 | [5 empty] | New |  |  |  | 320414 | SKID GAS |  |  |  |  | 1 1/2"-R-D-600-N
GASKET, SWG, 1/8", RF, #600, GRAPHITE | ASME B16.20 |  |  |  | GASKET SWG | Gasket, SWG | D | 4" |  |  | TYPE=GASKET |  | Undefined_ET |  | RF |  |  | mm | 114.3 | 4 |  |  |  | 600 |  | New |  | 0.32 | KG | 320418 | SKID GAS |  |  |  |  | 4"-PG-D-326-HT
[5 empty] | Thread | Thread | D | 1/2" | [9 empty] | mm |  | 0.5 | [5 empty] | New |  |  |  | 320446 | SKID GAS |  |  |  |  | 1/2"-LIH-D-433-N
[5 empty] | Socketweld | Socketweld | D | 1/2" | [9 empty] | mm |  | 0.5 | [5 empty] | New |  |  |  | 320447 | SKID GAS |  |  |  |  | 1/2"-PRW-D-200-N
[5 empty] | Buttweld | Buttweld | D | 3" | [9 empty] | mm |  | 3 | [5 empty] | New |  |  |  | 320464 | SKID GAS |  |  |  |  | 3"-MUL-D-013-N
GASKET, SWG, 1/8", RF, #600, GRAPHITE | ASME B16.20 |  |  |  | GASKET SWG | Gasket, SWG | D | 4" |  |  | TYPE=GASKET |  | Undefined_ET |  | RF |  |  | mm | 114.3 | 4 |  |  |  | 600 |  | Existing |  | 0.32 | KG | 320465 | SKID GAS
[5 empty] | Buttweld | Buttweld | D | 4" | [9 empty] | mm |  | 4 | [5 empty] | New |  |  |  | 320468 | SKID GAS |  |  |  |  | 4"-PG-D-305-N
[5 empty] | Socketweld | Socketweld | D | 1/2" | [9 empty] | mm |  | 0.5 | [5 empty] | New |  |  |  | 320488 | SKID GAS |  |  |  |  | 1/2"-LIH-D-409-N
[5 empty] | Socketweld | Socketweld | D | 1/2" | [9 empty] | mm |  | 0.5 | [5 empty] | New |  |  |  | 320489 | SKID GAS |  |  |  |  | 1/2"-LIH-D-409-N
GASKET, SWG, 1/8", RF, #600, GRAPHITE | ASME B16.20 |  |  |  | GASKET SWG | Gasket, SWG | D | 4" |  |  | TYPE=GASKET |  | Undefined_ET |  | RF |  |  | mm | 114.3 | 4 |  |  |  | 600 |  | New |  | 0.32 | KG | 320537 | SKID GAS |  |  |  |  | 4"-PG-D-306-N
[5 empty] | Socketweld | Socketweld | D | 1/2" | [9 empty] | mm |  | 0.5 | [5 empty] | New |  |  |  | 320554 | SKID GAS |  |  |  |  | 1/2"-LIH-D-404-N
[5 empty] | Tapweld | Tapweld | D | 6" | [9 empty] | mm |  | 6 | [5 empty] | Existing |  |  |  | 320555 | SKID GAS
[5 empty] | Socketweld | Socketweld | B | 1 1/2" | [9 empty] | mm |  | 1.5 | [5 empty] | New |  |  |  | 320556 | SKID GAS |  |  |  |  | 1 1/2"-FG-B-309-N
[5 empty] | Thread | Thread | D | 1" | [9 empty] | mm |  | 1 | [5 empty] | New |  |  |  | 320578 | SKID GAS
[5 empty] | Socketweld | Socketweld | D | 1/2" | [9 empty] | mm |  | 0.5 | [5 empty] | New |  |  |  | 320594 | SKID GAS |  |  |  |  | 1/2"-LIH-D-433-N
[5 empty] | Thread | Thread | B | 1 1/2" | [9 empty] | mm |  | 1.5 | [5 empty] | New |  |  |  | 320601 | SKID GAS |  |  |  |  | 1 1/2"-FG-B-309-N
[5 empty] | Socketweld | Socketweld | D | 1/2" | [9 empty] | mm |  | 0.5 | [5 empty] | New |  |  |  | 320607 | SKID GAS |  |  |  |  | 1/2"-LIH-D-433-N
[5 empty] | Socketweld | Socketweld | B | 1 1/2" | [9 empty] | mm |  | 1.5 | [5 empty] | New |  |  |  | 320615 | SKID GAS |  |  |  |  | 1 1/2"-FG-B-309-N
[5 empty] | Socketweld | Socketweld | D | 1 1/2" | [9 empty] | mm |  | 1.5 | [5 empty] | New |  |  |  | 320632 | SKID GAS |  |  |  |  | 1 1/2"-R-D-600-N
[5 empty] | Thread | Thread | D | 1/2" | [9 empty] | mm |  | 0.5 | [5 empty] | New |  |  |  | 320645 | SKID GAS |  |  |  |  | 1/2"-DO-B-502-N
GASKET SWG 1/8", RF, #150, GRAPHITE | ASME B16.20 |  |  |  | GASKET, SWG, 3" ND, 1/8" THK, 150 LB, RF, ASME B16.20 | Gasket, SWG | B | 3" |  |  | TYPE=GASKET |  | Undefined_ET |  | RF |  |  | mm | 88.9 | 3 |  |  |  | 150 |  | New |  | 0.14 | KG | 320653 | SKID GAS |  |  |  |  | 3"-R-B-601-N
[5 empty] | Thread | Thread | D | 1/2" | [9 empty] | mm |  | 0.5 | [5 empty] | New |  |  |  | 320660 | SKID GAS |  |  |  |  | 1 1/2"-R-D-600-N
[5 empty] | Socketweld | Socketweld | B | 1" | [9 empty] | mm |  | 1 | [5 empty] | New |  |  |  | 320672 | SKID GAS |  |  |  |  | 1"-LIH-B-448-N
[5 empty] | Tapweld | Tapweld | B | 3" | [9 empty] | mm |  | 3 | [5 empty] | New |  |  |  | 320708 | SKID GAS |  |  |  |  | 3"-R-B-601-N
STUD BOLT SET A193 Gr B7/ A194 Gr 2H |  |  |  |  | STUD BOLT 5/8" X @@@ LG, ASTM A193, B7 W/2 HEX. NUT 5/8", ASTM A194, GR 2, 2 WASHER 5/8", ASTM F436 | Bolt set | B | 3" |  |  | TYPE=BOLT |  |  |  | RF |  |  | mm |  | 3 |  |  |  | 150 |  | New |  | 0.79 | KG | 320713 | SKID GAS |  | 0.94 |  | 88.9 | 3"-R-B-605-N
GASKET, SWG, 1/8", RF, #600, GRAPHITE | ASME B16.20 |  |  |  | GASKET SWG | Gasket, SWG | D | 6" |  |  | TYPE=GASKET |  | Undefined_ET |  | RF |  |  | mm | 168.275 | 6 |  |  |  | 600 |  | New |  | 0.57 | KG | 320733 | SKID GAS
[5 empty] | Thread | Thread | B | 1/2" | [9 empty] | mm |  | 0.5 | [5 empty] | New |  |  |  | 320759 | SKID GAS |  |  |  |  | 3"-R-B-602-N
[5 empty] | Buttweld | Buttweld | D | 4" | [9 empty] | mm |  | 4 | [5 empty] | New |  |  |  | 320765 | SKID GAS |  |  |  |  | 4"-PG-D-314-N
[5 empty] | Thread | Thread | D | 1/2" | [9 empty] | mm |  | 0.5 | [5 empty] | New |  |  |  | 320774 | SKID GAS |  |  |  |  | 1/2"-LIH-D-404-N
[5 empty] | Buttweld | Buttweld | D | 4" | [9 empty] | mm |  | 4 | [5 empty] | Existing |  |  |  | 320795 | SKID GAS |  |  |  |  | 4"-PG-D-306-N
[5 empty] | Buttweld | Buttweld | B | 3" | [9 empty] | mm |  | 3 | [5 empty] | New |  |  |  | 320798 | SKID GAS |  |  |  |  | 3"-R-B-601-N
[5 empty] | Buttweld | Buttweld | D | 4" | [9 empty] | mm |  | 4 | [5 empty] | New |  |  |  | 320834 | SKID GAS |  |  |  |  | 4"-PG-D-305-N
[5 empty] | Thread | Thread | D | 1/2" | [9 empty] | mm |  | 0.5 | [5 empty] | New |  |  |  | 320856 | SKID GAS |  |  |  |  | 4"-PG-D-326-HT
[5 empty] | Buttweld | Buttweld | B | 2" | [9 empty] | mm |  | 2 | [5 empty] | New |  |  |  | 320871 | SKID GAS |  |  |  |  | 1 1/2"-FG-B-309-N
STUD BOLT SET A193 Gr B7/ A194 Gr 2H |  |  |  |  | STUD BOLT 5/8" X @@@ LG, ASTM A193, B7 W/2 HEX. NUT 5/8", ASTM A194, GR 2, 2 WASHER 5/8", ASTM F436 | Bolt set | D | 2" |  |  | TYPE=BOLT |  |  |  | RF |  |  | mm |  | 2 |  |  |  | 600 |  | New |  | 1.8 | KG | 320876 | SKID GAS |  | 1.25 |  | 107.95 | 2"-R-D-610-N
[5 empty] | Socketweld | Socketweld | B | 1/2" | [9 empty] | mm |  | 0.5 | [5 empty] | New |  |  |  | 320908 | SKID GAS |  |  |  |  | 1"-LIH-B-448-N
STUD BOLT SET A193 Gr B7/ A194 Gr 2H |  |  |  |  | STUD BOLT 7/8" X @@@ LG, ASTM A193, B7 W/2 HEX. NUT 7/8", ASTM A194, GR 2, 2 WASHER 7/8", ASTM F436 | Bolt set | D | 4" |  |  | TYPE=BOLT |  |  |  | RF |  |  | mm |  | 4 |  |  |  | 600 |  | New |  | 5.64 | KG | 320912 | SKID GAS |  | 1.75 |  | 146.05 | 4"-PG-D-326-HT
GASKET SWG 1/8", RF, #150, GRAPHITE | ASME B16.20 |  |  |  | GASKET, SWG, 3" ND, 1/8" THK, 150 LB, RF, ASME B16.20 | Gasket, SWG | B | 3" |  |  | TYPE=GASKET |  | Undefined_ET |  | RF |  |  | mm | 88.9 | 3 |  |  |  | 150 |  | New |  | 0.14 | KG | 320929 | SKID GAS |  |  |  |  | 3"-R-B-611-N
[5 empty] | Buttweld | Buttweld | D | 3" | [9 empty] | mm |  | 3 | [5 empty] | New |  |  |  | 320949 | SKID GAS |  |  |  |  | 3"-MUL-D-015-N
[5 empty] | Thread | Thread | D | 1/2" | [9 empty] | mm |  | 0.5 | [5 empty] | New |  |  |  | 320985 | SKID GAS |  |  |  |  | 4"-PG-D-312-N
[5 empty] | Socketweld | Socketweld | B | 1" | [9 empty] | mm |  | 1 | [5 empty] | New |  |  |  | 320998 | SKID GAS |  |  |  |  | 1"-LIH-B-448-N
[5 empty] | Buttweld | Buttweld | D | 4" | [9 empty] | mm |  | 4 | [5 empty] | New |  |  |  | 321010 | SKID GAS |  |  |  |  | 4"-PG-D-305-N
[5 empty] | Socketweld | Socketweld | B | 1" | [9 empty] | mm |  | 1 | [5 empty] | New |  |  |  | 321021 | SKID GAS |  |  |  |  | 1"-LIH-B-448-N
[5 empty] | Thread | Thread | D | 1/2" | [9 empty] | mm |  | 0.5 | [5 empty] | New |  |  |  | 321025 | SKID GAS |  |  |  |  | 1/2"-DO-D-500-N
[5 empty] | Socketweld | Socketweld | B | 1" | [9 empty] | mm |  | 1 | [5 empty] | New |  |  |  | 321030 | SKID GAS |  |  |  |  | 1"-DO-B-505-N
GASKET SWG 1/8", RF, #150, GRAPHITE | ASME B16.20 |  |  |  | GASKET, SWG, 3" ND, 1/8" THK, 150 LB, RF, ASME B16.20 | Gasket, SWG | B | 3" |  |  | TYPE=GASKET |  | Undefined_ET |  | RF |  |  | mm | 88.9 | 3 |  |  |  | 150 |  | New |  | 0.14 | KG | 321034 | SKID GAS |  |  |  |  | 3"-R-B-605-N
[5 empty] | Buttweld | Buttweld | D | 8" | [9 empty] | mm |  | 8 | [5 empty] | New |  |  |  | 321056 | SKID GAS |  |  |  |  | 4"-PG-D-305-N
[5 empty] | Socketweld | Socketweld | D | 1/2" | [9 empty] | mm |  | 0.5 | [5 empty] | New |  |  |  | 321062 | SKID GAS |  |  |  |  | 1/2"-LIH-D-400-N
[5 empty] | Buttweld | Buttweld | D | 3" | [9 empty] | mm |  | 3 | [5 empty] | New |  |  |  | 321088 | SKID GAS |  |  |  |  | 3"-MUL-D-015-N
GASKET, SWG, 1/8", RF, #600, GRAPHITE | ASME B16.20 |  |  |  | GASKET SWG | Gasket, SWG | D | 4" |  |  | TYPE=GASKET |  | Undefined_ET |  | RF |  |  | mm | 114.3 | 4 |  |  |  | 600 |  | Existing |  | 0.32 | KG | 321089 | SKID GAS
[5 empty] | Socketweld | Socketweld | D | 1/2" | [9 empty] | mm |  | 0.5 | [5 empty] | New |  |  |  | 321111 | SKID GAS |  |  |  |  | 1/2"-PRW-D-200-N
[5 empty] | Thread | Thread | D | 1 1/2" | [9 empty] | mm |  | 1.5 | [5 empty] | New |  |  |  | 321113 | SKID GAS |  |  |  |  | 1 1/2"-R-D-600-N
[5 empty] | Socketweld | Socketweld | B | 1/2" | [9 empty] | mm |  | 0.5 | [5 empty] | New |  |  |  | 321127 | SKID GAS |  |  |  |  | 1/2"-LIH-B-407-N
[5 empty] | Socketweld | Socketweld | D | 1 1/2" | [9 empty] | mm |  | 1.5 | [5 empty] | New |  |  |  | 321129 | SKID GAS |  |  |  |  | 1 1/2"-R-D-600-N
[5 empty] | Thread | Thread | B | 1/2" | [9 empty] | mm |  | 0.5 | [5 empty] | New |  |  |  | 321134 | SKID GAS |  |  |  |  | 3"-R-B-602-N
[5 empty] | Buttweld | Buttweld | B | 2" | [9 empty] | mm |  | 2 | [5 empty] | New |  |  |  | 321155 | SKID GAS |  |  |  |  | 1 1/2"-FG-B-309-N
[5 empty] | Socketweld | Socketweld | B | 1" | [9 empty] | mm |  | 1 | [5 empty] | New |  |  |  | 321176 | SKID GAS |  |  |  |  | 1"-LIH-B-448-N
GASKET, SWG, 1/8", RF, #600, GRAPHITE | ASME B16.20 |  |  |  | GASKET SWG | Gasket, SWG | D | 2" |  |  | TYPE=GASKET |  | Undefined_ET |  | RF |  |  | mm | 60.325 | 2 |  |  |  | 600 |  | New |  | 0.11 | KG | 321177 | SKID GAS
[5 empty] | Buttweld | Buttweld | B | 3" | [9 empty] | mm |  | 3 | [5 empty] | New |  |  |  | 321180 | SKID GAS |  |  |  |  | 3"-R-B-601-N
[5 empty] | Socketweld | Socketweld | D | 1/2" | [9 empty] | mm |  | 0.5 | [5 empty] | New |  |  |  | 321205 | SKID GAS |  |  |  |  | 4"-PG-D-326-HT
GASKET, SWG, 1/8", RF, #600, GRAPHITE | ASME B16.20 |  |  |  | GASKET SWG | Gasket, SWG | D | 4" |  |  | TYPE=GASKET |  | Undefined_ET |  | RF |  |  | mm | 114.3 | 4 |  |  |  | 600 |  | New |  | 0.32 | KG | 321222 | SKID GAS |  |  |  |  | 4"-PG-D-314-N
[5 empty] | Buttweld | Buttweld | D | 4" | [9 empty] | mm |  | 4 | [5 empty] | New |  |  |  | 321251 | SKID GAS |  |  |  |  | 4"-PG-D-326-HT
GASKET, SWG, 1/8", RF, #600, GRAPHITE | ASME B16.20 |  |  |  | GASKET SWG | Gasket, SWG | D | 3" |  |  | TYPE=GASKET |  | Undefined_ET |  | RF |  |  | mm | 88.9 | 3 |  |  |  | 600 |  | New |  | 0.19 | KG | 321257 | SKID GAS |  |  |  |  | 3"-MUL-D-015-N
STUD BOLT SET A193 Gr B7/ A194 Gr 2H |  |  |  |  | STUD BOLT 7/8" X @@@ LG, ASTM A193, B7 W/2 HEX. NUT 7/8", ASTM A194, GR 2, 2 WASHER 7/8", ASTM F436 | Bolt set | D | 4" |  |  | TYPE=BOLT |  |  |  | RF |  |  | mm |  | 4 |  |  |  | 600 |  | New |  | 5.64 | KG | 321262 | SKID GAS |  | 1.75 |  | 146.05 | 3"-MUL-D-015-N
[5 empty] | Socketweld | Socketweld | B | 1/2" | [9 empty] | mm |  | 0.5 | [5 empty] | New |  |  |  | 321263 | SKID GAS |  |  |  |  | 1"-DO-B-505-N
[5 empty] | Buttweld | Buttweld | D | 3" | [9 empty] | mm |  | 3 | [5 empty] | New |  |  |  | 321264 | SKID GAS |  |  |  |  | 3"-MUL-D-015-N
[5 empty] | Socketweld | Socketweld | B | 1" | [9 empty] | mm |  | 1 | [5 empty] | New |  |  |  | 321294 | SKID GAS |  |  |  |  | 1"-PG-B-317-N
[5 empty] | Socketweld | Socketweld | D | 1/2" | [9 empty] | mm |  | 0.5 | [5 empty] | New |  |  |  | 321305 | SKID GAS |  |  |  |  | 1 1/2"-R-D-600-N
[5 empty] | Socketweld | Socketweld | D | 1 1/2" | [9 empty] | mm |  | 1.5 | [5 empty] | New |  |  |  | 321307 | SKID GAS |  |  |  |  | 1 1/2"-R-D-600-N
[5 empty] | Socketweld | Socketweld | D | 1/2" | [9 empty] | mm |  | 0.5 | [5 empty] | New |  |  |  | 321314 | SKID GAS |  |  |  |  | 1/2"-LIH-D-400-N
STUD BOLT SET A193 Gr B7/ A194 Gr 2H |  |  |  |  | STUD BOLT 7/8" X @@@ LG, ASTM A193, B7 W/2 HEX. NUT 7/8", ASTM A194, GR 2, 2 WASHER 7/8", ASTM F436 | Bolt set | D | 4" |  |  | TYPE=BOLT |  |  |  | RF |  |  | mm |  | 4 |  |  |  | 600 |  | New |  | 5.64 | KG | 321318 | SKID GAS |  | 1.75 |  | 146.05 | 4"-PG-D-306-N
[5 empty] | Tapweld | Tapweld | D | 4" | [9 empty] | mm |  | 4 | [5 empty] | New |  |  |  | 321319 | SKID GAS |  |  |  |  | 4"-PG-D-314-N
[5 empty] | Socketweld | Socketweld | D | 1/2" | [9 empty] | mm |  | 0.5 | [5 empty] | New |  |  |  | 321329 | SKID GAS |  |  |  |  | 4"-PG-D-326-HT
[5 empty] | Socketweld | Socketweld | D | 1/2" | [9 empty] | mm |  | 0.5 | [5 empty] | New |  |  |  | 321340 | SKID GAS |  |  |  |  | 1/2"-OD-B-501-N
[5 empty] | Buttweld | Buttweld | B | 3" | [9 empty] | mm |  | 3 | [5 empty] | New |  |  |  | 321354 | SKID GAS |  |  |  |  | 3"-R-B-611-N
GASKET, SWG, 1/8", RF, #600, GRAPHITE | ASME B16.20 |  |  |  | GASKET SWG | Gasket, SWG | D | 4" |  |  | TYPE=GASKET |  | Undefined_ET |  | RF |  |  | mm | 114.3 | 4 |  |  |  | 600 |  | New |  | 0.32 | KG | 321357 | SKID GAS |  |  |  |  | 4"-PG-D-306-N
[5 empty] | Socketweld | Socketweld | D | 1 1/2" | [9 empty] | mm |  | 1.5 | [5 empty] | New |  |  |  | 321364 | SKID GAS |  |  |  |  | 1 1/2"-R-D-600-N
[5 empty] | Socketweld | Socketweld | D | 1/2" | [9 empty] | mm |  | 0.5 | [5 empty] | New |  |  |  | 321365 | SKID GAS |  |  |  |  | 1/2"-LIH-B-407-N
[5 empty] | Buttweld | Buttweld | B | 1 1/2" | [9 empty] | mm |  | 1.5 | [5 empty] | New |  |  |  | 321379 | SKID GAS |  |  |  |  | 1 1/2"-FG-B-309-N
[5 empty] | Socketweld | Socketweld | D | 1/2" | [9 empty] | mm |  | 0.5 | [5 empty] | New |  |  |  | 321396 | SKID GAS |  |  |  |  | 1/2"-PRW-D-200-N
[5 empty] | Socketweld | Socketweld | D | 1 1/2" | [9 empty] | mm |  | 1.5 | [5 empty] | New |  |  |  | 321424 | SKID GAS |  |  |  |  | 1 1/2"-R-D-600-N
[5 empty] | Socketweld | Socketweld | B | 1" | [9 empty] | mm |  | 1 | [5 empty] | New |  |  |  | 321427 | SKID GAS |  |  |  |  | 1"-LIH-B-448-N
GASKET, SWG, 1/8", RF, #600, GRAPHITE | ASME B16.20 |  |  |  | GASKET SWG | Gasket, SWG | D | 8" |  |  | TYPE=GASKET |  | Undefined_ET |  | RF |  |  | mm | 219.075 | 8 |  |  |  | 600 |  | New |  | 0.74 | KG | 321439 | SKID GAS |  |  |  |  | 4"-PG-D-305-N
[5 empty] | Thread | Thread | D | 1/2" | [9 empty] | mm |  | 0.5 | [5 empty] | New |  |  |  | 321441 | SKID GAS |  |  |  |  | 1/2"-LIH-D-404-N
STUD BOLT SET A193 Gr B7/ A194 Gr 2H |  |  |  |  | STUD BOLT 7/8" X @@@ LG, ASTM A193, B7 W/2 HEX. NUT 7/8", ASTM A194, GR 2, 2 WASHER 7/8", ASTM F436 | Bolt set | D | 4" |  |  | TYPE=BOLT |  |  |  | RF |  |  | mm |  | 4 |  |  |  | 600 |  | New |  | 5.64 | KG | 321490 | SKID GAS |  | 1.75 |  | 146.05 | 4"-PG-D-306-N
[5 empty] | Buttweld | Buttweld | D | 2" | [9 empty] | mm |  | 2 | [5 empty] | Existing |  |  |  | 321504 | SKID GAS
STUD BOLT SET A193 Gr B7/ A194 Gr 2H |  |  |  |  | STUD BOLT 7/8" X @@@ LG, ASTM A193, B7 W/2 HEX. NUT 7/8", ASTM A194, GR 2, 2 WASHER 7/8", ASTM F436 | Bolt set | D | 4" |  |  | TYPE=BOLT |  |  |  | RF |  |  | mm |  | 4 |  |  |  | 600 |  | New |  | 5.64 | KG | 321538 | SKID GAS |  | 1.75 |  | 146.05 | 4"-PG-D-326-HT
GASKET, SWG, 1/8" THK, RF, #150, B16.20 | ASME B16.20 |  |  |  | GASKET, SWG, 2" ND, 1/8" THK, 150 LB, RF, ASME B16.20 | Gasket, SWG | A1A2 | 2" |  |  | TYPE=GASKET |  | Undefined_ET |  | RF |  |  | mm | 60.325 | 2 |  |  |  | 150 |  | New |  | 0.1 | KG | 321541 | SKID GAS |  |  |  |  | 1 1/2"-FG-B-309-N
[5 empty] | Buttweld | Buttweld | D | 6" | [9 empty] | mm |  | 6 | [5 empty] | New |  |  |  | 321568 | SKID GAS
[5 empty] | Thread | Thread | A1A2 | 1/2" | [9 empty] | mm |  | 0.5 | [5 empty] | New |  |  |  | 321576 | SKID GAS |  |  |  |  | 1/2"-PRW-A2-201-N
GASKET, SWG, 1/8", RF, #600, GRAPHITE | ASME B16.20 |  |  |  | GASKET SWG | Gasket, SWG | D | 2" |  |  | TYPE=GASKET |  | Undefined_ET |  | RF |  |  | mm | 60.325 | 2 |  |  |  | 600 |  | New |  | 0.11 | KG | 321597 | SKID GAS |  |  |  |  | 3-PG-B-333-N
[5 empty] | Socketweld | Socketweld | D | 1/2" | [9 empty] | mm |  | 0.5 | [5 empty] | New |  |  |  | 321620 | SKID GAS |  |  |  |  | 4"-PG-D-326-HT
GASKET, SWG, 1/8", RF, #600, GRAPHITE | ASME B16.20 |  |  |  | GASKET SWG | Gasket, SWG | D | 4" |  |  | TYPE=GASKET |  | Undefined_ET |  | RF |  |  | mm | 114.3 | 4 |  |  |  | 600 |  | New |  | 0.32 | KG | 321633 | SKID GAS |  |  |  |  | 4"-PG-D-312-N
STUD BOLT SET A193 Gr B7/ A194 Gr 2H |  |  |  |  | STUD BOLT 3/4" X @@@ LG, ASTM A193, B7 W/2 HEX. NUT 3/4", ASTM A194, GR 2, 2 WASHER 3/4", ASTM F436 | Bolt set | D | 3" |  |  | TYPE=BOLT |  |  |  | RF |  |  | mm |  | 3 |  |  |  | 600 |  | New |  | 3.32 | KG | 321644 | SKID GAS |  | 1.5 |  | 127 | 3"-MUL-D-015-N
[5 empty] | Buttweld | Buttweld | D | 2" | [9 empty] | mm |  | 2 | [5 empty] | New |  |  |  | 321652 | SKID GAS |  |  |  |  | 3-PG-B-333-N
STUD BOLT SET A193 Gr B7/ A194 Gr 2H |  |  |  |  | STUD BOLT 5/8" X @@@ LG, ASTM A193, B7 W/2 HEX. NUT 5/8", ASTM A194, GR 2, 2 WASHER 5/8", ASTM F436 | Bolt set | B | 3" |  |  | TYPE=BOLT |  |  |  | RF |  |  | mm |  | 3 |  |  |  | 150 |  | New |  | 0.79 | KG | 321654 | SKID GAS |  | 0.94 |  | 88.9 | 3"-R-B-611-N
[5 empty] | Socketweld | Socketweld | B | 1/2" | [9 empty] | mm |  | 0.5 | [5 empty] | New |  |  |  | 321677 | SKID GAS |  |  |  |  | 1/2"-LIH-B-410-N
[5 empty] | Socketweld | Socketweld | D | 1/2" | [9 empty] | mm |  | 0.5 | [5 empty] | New |  |  |  | 321680 | SKID GAS |  |  |  |  | 1/2"-LIH-D-409-N
[5 empty] | Socketweld | Socketweld | D | 1 1/2" | [9 empty] | mm |  | 1.5 | [5 empty] | New |  |  |  | 321709 | SKID GAS |  |  |  |  | 1 1/2"-R-D-600-N
[5 empty] | Buttweld | Buttweld | D | 4" | [9 empty] | mm |  | 4 | [5 empty] | New |  |  |  | 321710 | SKID GAS |  |  |  |  | 4"-PG-D-306-N
[5 empty] | Buttweld | Buttweld | D | 4" | [9 empty] | mm |  | 4 | [5 empty] | Existing |  |  |  | 321714 | SKID GAS
[5 empty] | Buttweld | Buttweld | D | 6" | [9 empty] | mm |  | 6 | [5 empty] | Existing |  |  |  | 321737 | SKID GAS
STUD BOLT SET A193 Gr B7/ A194 Gr 2H |  |  |  |  | STUD BOLT 5/8" X @@@ LG, ASTM A193, B7 W/2 HEX. NUT 5/8", ASTM A194, GR 2, 2 WASHER 5/8", ASTM F436 | Bolt set | D | 2" |  |  | TYPE=BOLT |  |  |  | RF |  |  | mm |  | 2 |  |  |  | 600 |  | New |  | 1.8 | KG | 321756 | SKID GAS |  | 1.25 |  | 107.95
[5 empty] | Thread | Thread | D | 1/2" | [9 empty] | mm |  | 0.5 | [5 empty] | New |  |  |  | 321759 | SKID GAS |  |  |  |  | 1 1/2"-R-D-600-N
[5 empty] | Socketweld | Socketweld | D | 1 1/2" | [9 empty] | mm |  | 1.5 | [5 empty] | New |  |  |  | 321774 | SKID GAS |  |  |  |  | 1 1/2"-R-D-600-N
[5 empty] | Socketweld | Socketweld | B | 1/2" | [9 empty] | mm |  | 0.5 | [5 empty] | New |  |  |  | 321798 | SKID GAS |  |  |  |  | 1"-DO-B-505-N
[5 empty] | Buttweld | Buttweld | D | 2" | [9 empty] | mm |  | 2 | [5 empty] | Existing |  |  |  | 321814 | SKID GAS
[5 empty] | Buttweld | Buttweld | D | 4" | [9 empty] | mm |  | 4 | [5 empty] | New |  |  |  | 321822 | SKID GAS |  |  |  |  | 4"-PG-D-314-N
[5 empty] | Buttweld | Buttweld | D | 3" | [9 empty] | mm |  | 3 | [5 empty] | New |  |  |  | 321824 | SKID GAS |  |  |  |  | 3"-MUL-D-015-N
[5 empty] | Thread | Thread | D | 1 1/2" | [9 empty] | mm |  | 1.5 | [5 empty] | New |  |  |  | 321837 | SKID GAS |  |  |  |  | 1 1/2"-R-D-600-N
[5 empty] | Socketweld | Socketweld | B | 1/2" | [9 empty] | mm |  | 0.5 | [5 empty] | New |  |  |  | 321875 | SKID GAS |  |  |  |  | 1/2"-LIH-B-407-N
[5 empty] | Socketweld | Socketweld | B | 1" | [9 empty] | mm |  | 1 | [5 empty] | New |  |  |  | 321876 | SKID GAS |  |  |  |  | 1"-PG-B-317-N
[5 empty] | Socketweld | Socketweld | B | 1/2" | [9 empty] | mm |  | 0.5 | [5 empty] | New |  |  |  | 321886 | SKID GAS |  |  |  |  | 1/2"-LIH-B-410-N
GASKET, SWG, 1/8", RF, #600, GRAPHITE | ASME B16.20 |  |  |  | GASKET SWG | Gasket, SWG | D | 8" |  |  | TYPE=GASKET |  | Undefined_ET |  | RF |  |  | mm | 219.075 | 8 |  |  |  | 600 |  | New |  | 0.74 | KG | 321888 | SKID GAS |  |  |  |  | 3"-MUL-D-013-N
[5 empty] | Socketweld | Socketweld | D | 1/2" | [9 empty] | mm |  | 0.5 | [5 empty] | New |  |  |  | 321905 | SKID GAS |  |  |  |  | 1/2"-OD-B-501-N
GASKET, SWG, 1/8", RF, #600, GRAPHITE | ASME B16.20 |  |  |  | GASKET SWG | Gasket, SWG | D | 4" |  |  | TYPE=GASKET |  | Undefined_ET |  | RF |  |  | mm | 114.3 | 4 |  |  |  | 600 |  | New |  | 0.32 | KG | 321914 | SKID GAS |  |  |  |  | 4"-PG-D-305-N
GASKET SWG 1/8", RF, #150, GRAPHITE | ASME B16.20 |  |  |  | GASKET, SWG, 3" ND, 1/8" THK, 150 LB, RF, ASME B16.20 | Gasket, SWG | B | 3" |  |  | TYPE=GASKET |  | Undefined_ET |  | RF |  |  | mm | 88.9 | 3 |  |  |  | 150 |  | New |  | 0.14 | KG | 321918 | SKID GAS |  |  |  |  | 3"-R-B-601-N
STUD BOLT SET A193 Gr B7/ A194 Gr 2H |  |  |  |  | STUD BOLT 5/8" X @@@ LG, ASTM A193, B7 W/2 HEX. NUT 5/8", ASTM A194, GR 2, 2 WASHER 5/8", ASTM F436 | Bolt set | B | 2" |  |  | TYPE=BOLT |  |  |  | RF |  |  | mm |  | 2 |  |  |  | 150 |  | New |  | 0.77 | KG | 321919 | SKID GAS |  | 0.75 |  | 82.55 | 2"-R-B-613-N
[5 empty] | Socketweld | Socketweld | B | 1" | [9 empty] | mm |  | 1 | [5 empty] | New |  |  |  | 321954 | SKID GAS |  |  |  |  | 1"-FG-B-319-N
[5 empty] | Buttweld | Buttweld | B | 1 1/2" | [9 empty] | mm |  | 1.5 | [5 empty] | New |  |  |  | 321979 | SKID GAS |  |  |  |  | 1 1/2"-FG-B-309-N
[5 empty] | Buttweld | Buttweld | D | 3" | [9 empty] | mm |  | 3 | [5 empty] | New |  |  |  | 321981 | SKID GAS |  |  |  |  | 3"-MUL-D-013-N
[5 empty] | Socketweld | Socketweld | B | 1" | [9 empty] | mm |  | 1 | [5 empty] | New |  |  |  | 321990 | SKID GAS |  |  |  |  | 1"-DO-B-505-N
[5 empty] | Buttweld | Buttweld | B | 3" | [9 empty] | mm |  | 3 | [5 empty] | New |  |  |  | 321999 | SKID GAS |  |  |  |  | 3"-R-B-602-N
[5 empty] | Thread | Thread | D | 1/2" | [9 empty] | mm |  | 0.5 | [5 empty] | New |  |  |  | 322006 | SKID GAS |  |  |  |  | 1/2"-LIH-D-409-N
[5 empty] | Socketweld | Socketweld | D | 1 1/2" | [9 empty] | mm |  | 1.5 | [5 empty] | New |  |  |  | 322014 | SKID GAS |  |  |  |  | 1 1/2"-R-D-600-N
[5 empty] | Thread | Thread | D | 2" | [9 empty] | mm |  | 2 | [5 empty] | New |  |  |  | 322035 | SKID GAS |  |  |  |  | 1 1/2"-R-D-600-N
[5 empty] | Tapweld | Tapweld | D | 6" | [9 empty] | mm |  | 6 | [5 empty] | Existing |  |  |  | 322041 | SKID GAS
[5 empty] | Socketweld | Socketweld | D | 1/2" | [9 empty] | mm |  | 0.5 | [5 empty] | New |  |  |  | 322048 | SKID GAS |  |  |  |  | 1 1/2"-R-D-600-N
STUD BOLT SET A193 Gr B7/ A194 Gr 2H |  |  |  |  | STUD BOLT 5/8" X @@@ LG, ASTM A193, B7 W/2 HEX. NUT 5/8", ASTM A194, GR 2, 2 WASHER 5/8", ASTM F436 | Bolt set | D | 2" |  |  | TYPE=BOLT |  |  |  | RF |  |  | mm |  | 2 |  |  |  | 600 |  | New |  | 1.8 | KG | 322064 | SKID GAS |  | 1.25 |  | 107.95 | 2"-R-D-610-N
[5 empty] | Socketweld | Socketweld | B | 1" | [9 empty] | mm |  | 1 | [5 empty] | New |  |  |  | 322073 | SKID GAS |  |  |  |  | 1"-DO-B-505-N
[5 empty] | Buttweld | Buttweld | D | 4" | [9 empty] | mm |  | 4 | [5 empty] | New |  |  |  | 322082 | SKID GAS |  |  |  |  | 4"-PG-D-314-N
STUD BOLT SET A193 Gr B7/ A194 Gr 2H |  |  |  |  | STUD BOLT 7/8" X @@@ LG, ASTM A193, B7 W/2 HEX. NUT 7/8", ASTM A194, GR 2, 2 WASHER 7/8", ASTM F436 | Bolt set | D | 4" |  |  | TYPE=BOLT |  |  |  | RF |  |  | mm |  | 4 |  |  |  | 600 |  | New |  | 5.64 | KG | 322086 | SKID GAS |  | 1.75 |  | 146.05 | 4"-PG-D-305-N
[5 empty] | Socketweld | Socketweld | D | 1/2" | [9 empty] | mm |  | 0.5 | [5 empty] | New |  |  |  | 322095 | SKID GAS |  |  |  |  | 1/2"-LIH-D-433-N
GASKET, SWG, 1/8", RF, #600, GRAPHITE | ASME B16.20 |  |  |  | GASKET SWG | Gasket, SWG | D | 2" |  |  | TYPE=GASKET |  | Undefined_ET |  | RF |  |  | mm | 60.325 | 2 |  |  |  | 600 |  | Existing |  | 0.11 | KG | 322096 | SKID GAS
[5 empty] | Buttweld | Buttweld | D | 4" | [9 empty] | mm |  | 4 | [5 empty] | New |  |  |  | 322099 | SKID GAS |  |  |  |  | 4"-PG-D-326-HT
STUD BOLT SET A193 Gr B7/ A194 Gr 2H |  |  |  |  | STUD BOLT 1 1/8" X @@@ LG, ASTM A193, B7 W/2 HEX. NUT 1 1/8", ASTM A194, GR 2, 2 WASHER 1 1/8", ASTM F436 | Bolt set | D | 8" |  |  | TYPE=BOLT |  |  |  | RF |  |  | mm |  | 8 |  |  |  | 600 |  | New |  | 17.44 | KG | 322121 | SKID GAS |  | 2.44 |  | 190.5 | 4"-PG-D-305-N
[5 empty] | Socketweld | Socketweld | D | 1/2" | [9 empty] | mm |  | 0.5 | [5 empty] | New |  |  |  | 322126 | SKID GAS |  |  |  |  | 1/2"-LIH-D-433-N
[5 empty] | Socketweld | Socketweld | B | 1/2" | [9 empty] | mm |  | 0.5 | [5 empty] | New |  |  |  | 322129 | SKID GAS |  |  |  |  | 1/2"-LIH-B-410-N
[5 empty] | Thread | Thread | D | 1/2" | [9 empty] | mm |  | 0.5 | [5 empty] | New |  |  |  | 322138 | SKID GAS |  |  |  |  | 1/2"-LIH-D-434-N
GASKET, SWG, 1/8", RF, #600, GRAPHITE | ASME B16.20 |  |  |  | GASKET SWG | Gasket, SWG | D | 4" |  |  | TYPE=GASKET |  | Undefined_ET |  | RF |  |  | mm | 114.3 | 4 |  |  |  | 600 |  | New |  | 0.32 | KG | 322160 | SKID GAS |  |  |  |  | 4"-PG-D-326-HT
[5 empty] | Socketweld | Socketweld | D | 1/2" | [9 empty] | mm |  | 0.5 | [5 empty] | New |  |  |  | 322174 | SKID GAS |  |  |  |  | 1/2"-LIH-D-404-N
[5 empty] | Buttweld | Buttweld | D | 4" | [9 empty] | mm |  | 4 | [5 empty] | New |  |  |  | 322198 | SKID GAS |  |  |  |  | 4"-PG-D-306-N
[5 empty] | Buttweld | Buttweld | D | 4" | [9 empty] | mm |  | 4 | [5 empty] | New |  |  |  | 322234 | SKID GAS |  |  |  |  | 4"-PG-D-305-N
STUD BOLT SET A193 Gr B7/ A194 Gr 2H |  |  |  |  | STUD BOLT 5/8" X @@@ LG, ASTM A193, B7 W/2 HEX. NUT 5/8", ASTM A194, GR 2, 2 WASHER 5/8", ASTM F436 | Bolt set | B | 3" |  |  | TYPE=BOLT |  |  |  | RF |  |  | mm |  | 3 |  |  |  | 150 |  | New |  | 0.79 | KG | 322240 | SKID GAS |  | 0.94 |  | 88.9 | 3"-R-B-602-N
[5 empty] | Thread | Thread | D | 1/2" | [9 empty] | mm |  | 0.5 | [5 empty] | New |  |  |  | 322244 | SKID GAS |  |  |  |  | 1 1/2"-R-D-600-N
GASKET SWG 1/8", RF, #150, GRAPHITE | ASME B16.20 |  |  |  | GASKET, SWG, 2" ND, 1/8" THK, 150 LB, RF, ASME B16.20 | Gasket, SWG | B | 2" |  |  | TYPE=GASKET |  | Undefined_ET |  | RF |  |  | mm | 60.325 | 2 |  |  |  | 150 |  | New |  | 0.09 | KG | 322257 | SKID GAS |  |  |  |  | 2"-R-B-613-N
STUD BOLT SET A193 Gr B7/ A194 Gr 2H |  |  |  |  | STUD BOLT 5/8" X @@@ LG, ASTM A193, B7 W/2 HEX. NUT 5/8", ASTM A194, GR 2, 2 WASHER 5/8", ASTM F436 | Bolt set | B | 3" |  |  | TYPE=BOLT |  |  |  | RF |  |  | mm |  | 3 |  |  |  | 150 |  | New |  | 0.79 | KG | 322262 | SKID GAS |  | 0.94 |  | 88.9 | 3"-R-B-601-N
[5 empty] | Buttweld | Buttweld | D | 4" | [9 empty] | mm |  | 4 | [5 empty] | New |  |  |  | 322279 | SKID GAS |  |  |  |  | 4"-PG-D-314-N
STUD BOLT SET A193 Gr B7/ A194 Gr 2H |  |  |  |  | STUD BOLT 1 1/8" X @@@ LG, ASTM A193, B7 W/2 HEX. NUT 1 1/8", ASTM A194, GR 2, 2 WASHER 1 1/8", ASTM F436 | Bolt set | D | 8" |  |  | TYPE=BOLT |  |  |  | RF |  |  | mm |  | 8 |  |  |  | 600 |  | New |  | 17.44 | KG | 322280 | SKID GAS |  | 2.44 |  | 190.5 | 3"-MUL-D-013-N
STUD BOLT SET A193 Gr B7/ A194 Gr 2H |  |  |  |  | STUD BOLT 1" X @@@ LG, ASTM A193, B7 W/2 HEX. NUT 1", ASTM A194, GR 2, 2 WASHER 1", ASTM F436 | Bolt set | D | 6" |  |  | TYPE=BOLT |  |  |  | RF |  |  | mm |  | 6 |  |  |  | 600 |  | New |  | 12.65 | KG | 322281 | SKID GAS |  | 2.13 |  | 171.45
[5 empty] | Tapweld | Tapweld | D | 4" | [9 empty] | mm |  | 4 | [5 empty] | New |  |  |  | 322282 | SKID GAS |  |  |  |  | 4"-PG-D-326-HT
[5 empty] | Socketweld | Socketweld | D | 1/2" | [9 empty] | mm |  | 0.5 | [5 empty] | New |  |  |  | 322284 | SKID GAS |  |  |  |  | 1/2"-LIH-B-407-N
[5 empty] | Socketweld | Socketweld | D | 1/2" | [9 empty] | mm |  | 0.5 | [5 empty] | New |  |  |  | 322294 | SKID GAS |  |  |  |  | 1/2"-LIH-D-434-N
[5 empty] | Tapweld | Tapweld | D | 6" | [9 empty] | mm |  | 6 | [5 empty] | Existing |  |  |  | 322339 | SKID GAS
[5 empty] | Socketweld | Socketweld | B | 1/2" | [9 empty] | mm |  | 0.5 | [5 empty] | New |  |  |  | 322350 | SKID GAS |  |  |  |  | 1/2"-LIH-B-407-N
GASKET SWG 1/8", RF, #150, GRAPHITE | ASME B16.20 |  |  |  | GASKET, SWG, 3" ND, 1/8" THK, 150 LB, RF, ASME B16.20 | Gasket, SWG | B | 3" |  |  | TYPE=GASKET |  | Undefined_ET |  | RF |  |  | mm | 88.9 | 3 |  |  |  | 150 |  | New |  | 0.14 | KG | 322354 | SKID GAS |  |  |  |  | 3"-R-B-602-N
[5 empty] | Buttweld | Buttweld | D | 3" | [9 empty] | mm |  | 3 | [5 empty] | New |  |  |  | 322359 | SKID GAS |  |  |  |  | 3"-MUL-D-013-N
[5 empty] | Socketweld | Socketweld | D | 1/2" | [9 empty] | mm |  | 0.5 | [5 empty] | New |  |  |  | 322380 | SKID GAS |  |  |  |  | 4"-PG-D-326-HT
STUD BOLT SET A193 Gr B7/ A194 Gr 2H |  |  |  |  | STUD BOLT 5/8" X @@@ LG, ASTM A193, B7 W/2 HEX. NUT 5/8", ASTM A194, GR 2, 2 WASHER 5/8", ASTM F436 | Bolt set | B | 3" |  |  | TYPE=BOLT |  |  |  | RF |  |  | mm |  | 3 |  |  |  | 150 |  | New |  | 0.79 | KG | 322383 | SKID GAS |  | 0.94 |  | 88.9 | 3"-R-B-616-N
[5 empty] | Socketweld | Socketweld | D | 1 1/2" | [9 empty] | mm |  | 1.5 | [5 empty] | New |  |  |  | 322384 | SKID GAS |  |  |  |  | 1 1/2"-R-D-600-N
[5 empty] | Socketweld | Socketweld | B | 1" | [9 empty] | mm |  | 1 | [5 empty] | New |  |  |  | 322397 | SKID GAS |  |  |  |  | 1"-LIH-B-448-N
STUD BOLT SET A193 Gr B7/ A194 Gr 2H |  |  |  |  | STUD BOLT 7/8" X @@@ LG, ASTM A193, B7 W/2 HEX. NUT 7/8", ASTM A194, GR 2, 2 WASHER 7/8", ASTM F436 | Bolt set | D | 4" |  |  | TYPE=BOLT |  |  |  | RF |  |  | mm |  | 4 |  |  |  | 600 |  | New |  | 5.64 | KG | 322403 | SKID GAS |  | 1.75 |  | 146.05 | 4"-PG-D-306-N
[5 empty] | Thread | Thread | B | 1/2" | [9 empty] | mm |  | 0.5 | [5 empty] | New |  |  |  | 322409 | SKID GAS |  |  |  |  | 3"-R-B-601-N
[5 empty] | Buttweld | Buttweld | D | 3" | [9 empty] | mm |  | 3 | [5 empty] | New |  |  |  | 322417 | SKID GAS |  |  |  |  | 3"-MUL-D-015-N
[5 empty] | Buttweld | Buttweld | B | 3" | [9 empty] | mm |  | 3 | [5 empty] | New |  |  |  | 322423 | SKID GAS |  |  |  |  | 3"-R-B-611-N
[5 empty] | Thread | Thread | D | 1/2" | [9 empty] | mm |  | 0.5 | [5 empty] | New |  |  |  | 322426 | SKID GAS |  |  |  |  | 1 1/2"-R-D-600-N
GASKET, SWG, 1/8", RF, #600, GRAPHITE | ASME B16.20 |  |  |  | GASKET SWG | Gasket, SWG | D | 4" |  |  | TYPE=GASKET |  | Undefined_ET |  | RF |  |  | mm | 114.3 | 4 |  |  |  | 600 |  | New |  | 0.32 | KG | 322458 | SKID GAS |  |  |  |  | 3"-MUL-D-015-N
STUD BOLT SET A193 Gr B7/ A194 Gr 2H |  |  |  |  | STUD BOLT 5/8" X @@@ LG, ASTM A193, B7 W/2 HEX. NUT 5/8", ASTM A194, GR 2, 2 WASHER 5/8", ASTM F436 | Bolt set | D | 2" |  |  | TYPE=BOLT |  |  |  | RF |  |  | mm |  | 2 |  |  |  | 600 |  | New |  | 1.8 | KG | 322480 | SKID GAS |  | 1.25 |  | 107.95 | 3-PG-B-333-N
[5 empty] | Buttweld | Buttweld | D | 4" | [9 empty] | mm |  | 4 | [5 empty] | New |  |  |  | 322492 | SKID GAS |  |  |  |  | 4"-PG-D-306-N
GASKET, SWG, 1/8", RF, #600, GRAPHITE | ASME B16.20 |  |  |  | GASKET SWG | Gasket, SWG | D | 2" |  |  | TYPE=GASKET |  | Undefined_ET |  | RF |  |  | mm | 60.325 | 2 |  |  |  | 600 |  | New |  | 0.11 | KG | 322501 | SKID GAS
[5 empty] | Buttweld | Buttweld | B | 3" | [9 empty] | mm |  | 3 | [5 empty] | New |  |  |  | 322532 | SKID GAS |  |  |  |  | 3"-R-B-602-N
[5 empty] | Buttweld | Buttweld | D | 4" | [9 empty] | mm |  | 4 | [5 empty] | New |  |  |  | 322577 | SKID GAS |  |  |  |  | 4"-PG-D-326-HT
[5 empty] | Buttweld | Buttweld | D | 4" | [9 empty] | mm |  | 4 | [5 empty] | New |  |  |  | 322580 | SKID GAS |  |  |  |  | 4"-PG-D-314-N
[5 empty] | Socketweld | Socketweld | D | 1/2" | [9 empty] | mm |  | 0.5 | [5 empty] | New |  |  |  | 322599 | SKID GAS |  |  |  |  | 1/2"-LIH-D-434-N
STUD BOLT SET A193 Gr B7/ A194 Gr 2H |  |  |  |  | STUD BOLT 7/8" X @@@ LG, ASTM A193, B7 W/2 HEX. NUT 7/8", ASTM A194, GR 2, 2 WASHER 7/8", ASTM F436 | Bolt set | D | 4" |  |  | TYPE=BOLT |  |  |  | RF |  |  | mm |  | 4 |  |  |  | 600 |  | New |  | 5.64 | KG | 322641 | SKID GAS |  | 1.75 |  | 146.05 | 4"-PG-D-306-N
STUD BOLT SET A193 Gr B7/ A194 Gr 2H |  |  |  |  | STUD BOLT 5/8" X @@@ LG, ASTM A193, B7 W/2 HEX. NUT 5/8", ASTM A194, GR 2, 2 WASHER 5/8", ASTM F436 | Bolt set | D | 2" |  |  | TYPE=BOLT |  |  |  | RF |  |  | mm |  | 2 |  |  |  | 600 |  | New |  | 1.8 | KG | 322666 | SKID GAS |  | 1.25 |  | 107.95
STUD BOLT SET A193 Gr B7/ A194 Gr 2H |  |  |  |  | STUD BOLT 5/8" X @@@ LG, ASTM A193, B7 W/2 HEX. NUT 5/8", ASTM A194, GR 2, 2 WASHER 5/8", ASTM F436 | Bolt set | D | 2" |  |  | TYPE=BOLT |  |  |  | RF |  |  | mm |  | 2 |  |  |  | 600 |  | New |  | 1.8 | KG | 322687 | SKID GAS |  | 1.25 |  | 107.95
[5 empty] | Buttweld | Buttweld | D | 4" | [9 empty] | mm |  | 4 | [5 empty] | New |  |  |  | 322698 | SKID GAS |  |  |  |  | 4"-PG-D-306-N
STUD BOLT SET A193 Gr B7/ A194 Gr 2H |  |  |  |  | STUD BOLT 5/8" X @@@ LG, ASTM A193, B7 W/2 HEX. NUT 5/8", ASTM A194, GR 2, 2 WASHER 5/8", ASTM F436 | Bolt set | B | 3" |  |  | TYPE=BOLT |  |  |  | RF |  |  | mm |  | 3 |  |  |  | 150 |  | New |  | 0.79 | KG | 322722 | SKID GAS |  | 0.94 |  | 88.9 | 3"-R-B-611-N
[5 empty] | Socketweld | Socketweld | B | 1" | [9 empty] | mm |  | 1 | [5 empty] | New |  |  |  | 322773 | SKID GAS |  |  |  |  | 1"-DO-B-505-N
[5 empty] | Thread | Thread | D | 1/2" | [9 empty] | mm |  | 0.5 | [5 empty] | New |  |  |  | 322781 | SKID GAS |  |  |  |  | 1/2"-LIH-D-409-N
[5 empty] | Buttweld | Buttweld | B | 2" | [9 empty] | mm |  | 2 | [5 empty] | New |  |  |  | 322803 | SKID GAS |  |  |  |  | 1 1/2"-FG-B-309-N
[5 empty] | Thread | Thread | B | 1/2" | [9 empty] | mm |  | 0.5 | [5 empty] | New |  |  |  | 322830 | SKID GAS |  |  |  |  | 3"-R-B-601-N
[5 empty] | Thread | Thread | A1A2 | 1/2" | [9 empty] | mm |  | 0.5 | [5 empty] | New |  |  |  | 322871 | SKID GAS |  |  |  |  | 1/2"-PRW-A2-201-N
[5 empty] | Socketweld | Socketweld | D | 1/2" | [9 empty] | mm |  | 0.5 | [5 empty] | New |  |  |  | 322874 | SKID GAS |  |  |  |  | 1/2"-OD-B-501-N
[5 empty] | Buttweld | Buttweld | D | 4" | [9 empty] | mm |  | 4 | [5 empty] | New |  |  |  | 322911 | SKID GAS |  |  |  |  | 4"-PG-D-326-HT
[5 empty] | Socketweld | Socketweld | D | 1/2" | [9 empty] | mm |  | 0.5 | [5 empty] | New |  |  |  | 322916 | SKID GAS |  |  |  |  | 1/2"-PRW-D-200-N
[5 empty] | Socketweld | Socketweld | B | 1" | [9 empty] | mm |  | 1 | [5 empty] | New |  |  |  | 322922 | SKID GAS |  |  |  |  | 1"-LIH-B-448-N
GASKET SWG 1/8", RF, #150, GRAPHITE | ASME B16.20 |  |  |  | GASKET, SWG, 3" ND, 1/8" THK, 150 LB, RF, ASME B16.20 | Gasket, SWG | B | 3" |  |  | TYPE=GASKET |  | Undefined_ET |  | RF |  |  | mm | 88.9 | 3 |  |  |  | 150 |  | New |  | 0.14 | KG | 322923 | SKID GAS |  |  |  |  | 3"-R-B-602-N
[5 empty] | Socketweld | Socketweld | D | 1" | [9 empty] | mm |  | 1 | [5 empty] | Existing |  |  |  | 322926 | SKID GAS
[5 empty] | Socketweld | Socketweld | D | 1/2" | [9 empty] | mm |  | 0.5 | [5 empty] | New |  |  |  | 322941 | SKID GAS |  |  |  |  | 1/2"-LIH-D-400-N
[5 empty] | Buttweld | Buttweld | D | 2" | [9 empty] | mm |  | 2 | [5 empty] | Existing |  |  |  | 322950 | SKID GAS
STUD BOLT SET A193 Gr B7/ A194 Gr 2H |  |  |  |  | STUD BOLT 5/8" X @@@ LG, ASTM A193, B7 W/2 HEX. NUT 5/8", ASTM A194, GR 2, 2 WASHER 5/8", ASTM F436 | Bolt set | D | 2" |  |  | TYPE=BOLT |  |  |  | RF |  |  | mm |  | 2 |  |  |  | 600 |  | New |  | 1.8 | KG | 322956 | SKID GAS |  | 1.25 |  | 107.95
[5 empty] | Socketweld | Socketweld | B | 1" | [9 empty] | mm |  | 1 | [5 empty] | New |  |  |  | 322969 | SKID GAS |  |  |  |  | 1"-DO-B-505-N
STUD BOLT SET A193 Gr B7/ A194 Gr 2H |  |  |  |  | STUD BOLT 7/8" X @@@ LG, ASTM A193, B7 W/2 HEX. NUT 7/8", ASTM A194, GR 2, 2 WASHER 7/8", ASTM F436 | Bolt set | D | 4" |  |  | TYPE=BOLT |  |  |  | RF |  |  | mm |  | 4 |  |  |  | 600 |  | New |  | 5.64 | KG | 322986 | SKID GAS |  | 1.75 |  | 146.05
[5 empty] | Socketweld | Socketweld | B | 1" | [9 empty] | mm |  | 1 | [5 empty] | New |  |  |  | 323002 | SKID GAS |  |  |  |  | 1"-LIH-B-448-N
[5 empty] | Socketweld | Socketweld | B | 1" | [9 empty] | mm |  | 1 | [5 empty] | New |  |  |  | 323005 | SKID GAS |  |  |  |  | 1"-LIH-B-448-N
[5 empty] | Socketweld | Socketweld | D | 1/2" | [9 empty] | mm |  | 0.5 | [5 empty] | New |  |  |  | 323017 | SKID GAS |  |  |  |  | 1/2"-LIH-D-400-N
[5 empty] | Tapweld | Tapweld | D | 6" | [9 empty] | mm |  | 6 | [5 empty] | Existing |  |  |  | 323025 | SKID GAS
STUD BOLT SET A193 Gr B7/ A194 Gr 2H |  |  |  |  | STUD BOLT 7/8" X @@@ LG, ASTM A193, B7 W/2 HEX. NUT 7/8", ASTM A194, GR 2, 2 WASHER 7/8", ASTM F436 | Bolt set | D | 4" |  |  | TYPE=BOLT |  |  |  | RF |  |  | mm |  | 4 |  |  |  | 600 |  | New |  | 5.64 | KG | 323029 | SKID GAS |  | 1.75 |  | 146.05 | 4"-PG-D-312-N
GASKET SWG 1/8", RF, #150, GRAPHITE | ASME B16.20 |  |  |  | GASKET, SWG, 3" ND, 1/8" THK, 150 LB, RF, ASME B16.20 | Gasket, SWG | B | 3" |  |  | TYPE=GASKET |  | Undefined_ET |  | RF |  |  | mm | 88.9 | 3 |  |  |  | 150 |  | New |  | 0.14 | KG | 323043 | SKID GAS |  |  |  |  | 3"-R-B-616-N
[5 empty] | Tapweld | Tapweld | B | 3" | [9 empty] | mm |  | 3 | [5 empty] | New |  |  |  | 323048 | SKID GAS |  |  |  |  | 3"-R-B-602-N
[5 empty] | Socketweld | Socketweld | B | 1/2" | [9 empty] | mm |  | 0.5 | [5 empty] | New |  |  |  | 323062 | SKID GAS |  |  |  |  | 1/2"-LIH-B-410-N
[5 empty] | Thread | Thread | D | 1/2" | [9 empty] | mm |  | 0.5 | [5 empty] | New |  |  |  | 323068 | SKID GAS |  |  |  |  | 4"-PG-D-326-HT
[5 empty] | Thread | Thread | D | 1" | [9 empty] | mm |  | 1 | [5 empty] | New |  |  |  | 323086 | SKID GAS |  |  |  |  | 1/2"-LIH-D-409-N
[5 empty] | Socketweld | Socketweld | D | 1/2" | [9 empty] | mm |  | 0.5 | [5 empty] | New |  |  |  | 323095 | SKID GAS |  |  |  |  | 1/2"-DO-B-502-N
[5 empty] | Socketweld | Socketweld | B | 1 1/2" | [9 empty] | mm |  | 1.5 | [5 empty] | New |  |  |  | 323136 | SKID GAS |  |  |  |  | 1 1/2"-FG-B-309-N
[5 empty] | Buttweld | Buttweld | D | 6" | [9 empty] | mm |  | 6 | [5 empty] | Existing |  |  |  | 323152 | SKID GAS
[5 empty] | Thread | Thread | D | 1 1/2" | [9 empty] | mm |  | 1.5 | [5 empty] | New |  |  |  | 323169 | SKID GAS |  |  |  |  | 1 1/2"-R-D-600-N
[5 empty] | Buttweld | Buttweld | D | 4" | [9 empty] | mm |  | 4 | [5 empty] | New |  |  |  | 323176 | SKID GAS |  |  |  |  | 3"-MUL-D-015-N
[5 empty] | Socketweld | Socketweld | B | 1" | [9 empty] | mm |  | 1 | [5 empty] | New |  |  |  | 323179 | SKID GAS |  |  |  |  | 1"-DO-B-505-N
GASKET, SWG, 1/8", RF, #600, GRAPHITE | ASME B16.20 |  |  |  | GASKET SWG | Gasket, SWG | D | 2" |  |  | TYPE=GASKET |  | Undefined_ET |  | RF |  |  | mm | 60.325 | 2 |  |  |  | 600 |  | New |  | 0.11 | KG | 323187 | SKID GAS |  |  |  |  | 2"-R-D-610-N
[5 empty] | Socketweld | Socketweld | D | 1/2" | [9 empty] | mm |  | 0.5 | [5 empty] | New |  |  |  | 323202 | SKID GAS |  |  |  |  | 1/2"-PRW-D-200-N
[5 empty] | Thread | Thread | A1A2 | 1/2" | [9 empty] | mm |  | 0.5 | [5 empty] | New |  |  |  | 323206 | SKID GAS |  |  |  |  | 1/2"-PRW-A2-201-N
GASKET, SWG, 1/8", RF, #600, GRAPHITE | ASME B16.20 |  |  |  | GASKET SWG | Gasket, SWG | D | 4" |  |  | TYPE=GASKET |  | Undefined_ET |  | RF |  |  | mm | 114.3 | 4 |  |  |  | 600 |  | New |  | 0.32 | KG | 323211 | SKID GAS |  |  |  |  | 4"-PG-D-306-N
[5 empty] | Buttweld | Buttweld | D | 4" | [9 empty] | mm |  | 4 | [5 empty] | New |  |  |  | 323223 | SKID GAS |  |  |  |  | 4"-PG-D-305-N
[5 empty] | Buttweld | Buttweld | D | 2" | [9 empty] | mm |  | 2 | [5 empty] | Existing |  |  |  | 323224 | SKID GAS
[5 empty] | Socketweld | Socketweld | B | 1/2" | [9 empty] | mm |  | 0.5 | [5 empty] | New |  |  |  | 323235 | SKID GAS |  |  |  |  | 1/2"-LIH-B-410-N
[5 empty] | Socketweld | Socketweld | D | 1/2" | [9 empty] | mm |  | 0.5 | [5 empty] | New |  |  |  | 323242 | SKID GAS |  |  |  |  | 1/2"-DO-B-502-N
[5 empty] | Socketweld | Socketweld | D | 1/2" | [9 empty] | mm |  | 0.5 | [5 empty] | New |  |  |  | 323248 | SKID GAS |  |  |  |  | 1/2"-LIH-D-400-N
[5 empty] | Buttweld | Buttweld | D | 4" | [9 empty] | mm |  | 4 | [5 empty] | New |  |  |  | 323249 | SKID GAS |  |  |  |  | 4"-PG-D-305-N
[5 empty] | Socketweld | Socketweld | D | 1 1/2" | [9 empty] | mm |  | 1.5 | [5 empty] | New |  |  |  | 323255 | SKID GAS |  |  |  |  | 1 1/2"-R-D-600-N
[5 empty] | Socketweld | Socketweld | D | 1/2" | [9 empty] | mm |  | 0.5 | [5 empty] | New |  |  |  | 323270 | SKID GAS |  |  |  |  | 1/2"-LIH-D-409-N
[5 empty] | Thread | Thread | D | 1/2" | [9 empty] | mm |  | 0.5 | [5 empty] | New |  |  |  | 323284 | SKID GAS |  |  |  |  | 1/2"-DO-B-502-N
[5 empty] | Socketweld | Socketweld | D | 1 1/2" | [9 empty] | mm |  | 1.5 | [5 empty] | New |  |  |  | 323348 | SKID GAS |  |  |  |  | 1 1/2"-R-D-600-N
STUD BOLT SET A193 Gr B7/ A194 Gr 2H |  |  |  |  | STUD BOLT 7/8" X @@@ LG, ASTM A193, B7 W/2 HEX. NUT 7/8", ASTM A194, GR 2, 2 WASHER 7/8", ASTM F436 | Bolt set | D | 4" |  |  | TYPE=BOLT |  |  |  | RF |  |  | mm |  | 4 |  |  |  | 600 |  | New |  | 5.64 | KG | 323387 | SKID GAS |  | 1.75 |  | 146.05
[5 empty] | Socketweld | Socketweld | B | 1/2" | [9 empty] | mm |  | 0.5 | [5 empty] | New |  |  |  | 323404 | SKID GAS |  |  |  |  | 1/2"-DO-B-503-N
STUD BOLT SET A193 Gr B7/ A194 Gr 2H |  |  |  |  | STUD BOLT 5/8" X @@@ LG, ASTM A193, B7 W/2 HEX. NUT 5/8", ASTM A194, GR 2, 2 WASHER 5/8", ASTM F436 | Bolt set | D | 2" |  |  | TYPE=BOLT |  |  |  | RF |  |  | mm |  | 2 |  |  |  | 600 |  | New |  | 1.8 | KG | 323418 | SKID GAS |  | 1.25 |  | 107.95
[5 empty] | Socketweld | Socketweld | D | 1/2" | [9 empty] | mm |  | 0.5 | [5 empty] | New |  |  |  | 323421 | SKID GAS
GASKET, SWG, 1/8", RF, #600, GRAPHITE | ASME B16.20 |  |  |  | GASKET SWG | Gasket, SWG | D | 2" |  |  | TYPE=GASKET |  | Undefined_ET |  | RF |  |  | mm | 60.325 | 2 |  |  |  | 600 |  | New |  | 0.11 | KG | 323433 | SKID GAS
[5 empty] | Buttweld | Buttweld | D | 4" | [9 empty] | mm |  | 4 | [5 empty] | New |  |  |  | 323465 | SKID GAS |  |  |  |  | 4"-PG-D-326-HT
STUD BOLT SET A193 Gr B7/ A194 Gr 2H |  |  |  |  | STUD BOLT 7/8" X @@@ LG, ASTM A193, B7 W/2 HEX. NUT 7/8", ASTM A194, GR 2, 2 WASHER 7/8", ASTM F436 | Bolt set | D | 4" |  |  | TYPE=BOLT |  |  |  | RF |  |  | mm |  | 4 |  |  |  | 600 |  | New |  | 5.64 | KG | 323478 | SKID GAS |  | 1.75 |  | 146.05 | 4"-PG-D-314-N
[5 empty] | Socketweld | Socketweld | B | 1/2" | [9 empty] | mm |  | 0.5 | [5 empty] | New |  |  |  | 323480 | SKID GAS |  |  |  |  | 1/2"-LIH-B-407-N
[5 empty] | Thread | Thread | D | 1/2" | [9 empty] | mm |  | 0.5 | [5 empty] | New |  |  |  | 323485 | SKID GAS |  |  |  |  | 1/2"-LIH-D-409-N
[5 empty] | Socketweld | Socketweld | B | 1/2" | [9 empty] | mm |  | 0.5 | [5 empty] | New |  |  |  | 323492 | SKID GAS |  |  |  |  | 3"-R-B-602-N
GASKET, SWG, 1/8", RF, #600, GRAPHITE | ASME B16.20 |  |  |  | GASKET SWG | Gasket, SWG | D | 3" |  |  | TYPE=GASKET |  | Undefined_ET |  | RF |  |  | mm | 88.9 | 3 |  |  |  | 600 |  | New |  | 0.19 | KG | 323494 | SKID GAS |  |  |  |  | 3"-MUL-D-013-N
[5 empty] | Tapweld | Tapweld | D | 8" | [9 empty] | mm |  | 8 | [5 empty] | New |  |  |  | 323495 | SKID GAS |  |  |  |  | 3"-MUL-D-013-N
[5 empty] | Tapweld | Tapweld | D | 4" | [9 empty] | mm |  | 4 | [5 empty] | New |  |  |  | 323518 | SKID GAS |  |  |  |  | 4"-PG-D-326-HT
[5 empty] | Buttweld | Buttweld | D | 4" | [9 empty] | mm |  | 4 | [5 empty] | New |  |  |  | 323529 | SKID GAS |  |  |  |  | 4"-PG-D-314-N
[5 empty] | Socketweld | Socketweld | B | 1/2" | [9 empty] | mm |  | 0.5 | [5 empty] | New |  |  |  | 323541 | SKID GAS |  |  |  |  | 1/2"-DO-B-503-N
[5 empty] | Thread | Thread | D | 1" | [9 empty] | mm |  | 1 | [5 empty] | New |  |  |  | 323550 | SKID GAS
[5 empty] | Socketweld | Socketweld | B | 1" | [9 empty] | mm |  | 1 | [5 empty] | New |  |  |  | 323554 | SKID GAS |  |  |  |  | 1"-PG-B-317-N
[5 empty] | Buttweld | Buttweld | D | 3" | [9 empty] | mm |  | 3 | [5 empty] | New |  |  |  | 323559 | SKID GAS |  |  |  |  | 3"-MUL-D-013-N
[5 empty] | Socketweld | Socketweld | D | 1/2" | [9 empty] | mm |  | 0.5 | [5 empty] | New |  |  |  | 323562 | SKID GAS |  |  |  |  | 1/2"-LIH-D-409-N
[5 empty] | Socketweld | Socketweld | D | 1 1/2" | [9 empty] | mm |  | 1.5 | [5 empty] | New |  |  |  | 323591 | SKID GAS |  |  |  |  | 1 1/2"-R-D-600-N
STUD BOLT SET A193 Gr B7/ A194 Gr 2H |  |  |  |  | STUD BOLT 5/8" X @@@ LG, ASTM A193, B7 W/2 HEX. NUT 5/8", ASTM A194, GR 2, 2 WASHER 5/8", ASTM F436 | Bolt set | B | 3" |  |  | TYPE=BOLT |  |  |  | RF |  |  | mm |  | 3 |  |  |  | 150 |  | New |  | 0.79 | KG | 323593 | SKID GAS |  | 0.94 |  | 88.9 | 3"-R-B-602-N
[5 empty] | Thread | Thread | D | 1 1/2" | [9 empty] | mm |  | 1.5 | [5 empty] | New |  |  |  | 323614 | SKID GAS |  |  |  |  | 1 1/2"-R-D-600-N
[5 empty] | Buttweld | Buttweld | D | 4" | [9 empty] | mm |  | 4 | [5 empty] | New |  |  |  | 323623 | SKID GAS |  |  |  |  | 4"-PG-D-326-HT
GASKET, SWG, 1/8", RF, #600, GRAPHITE | ASME B16.20 |  |  |  | GASKET SWG | Gasket, SWG | D | 2" |  |  | TYPE=GASKET |  | Undefined_ET |  | RF |  |  | mm | 60.325 | 2 |  |  |  | 600 |  | Existing |  | 0.11 | KG | 323641 | SKID GAS
GASKET, SWG, 1/8", RF, #600, GRAPHITE | ASME B16.20 |  |  |  | GASKET SWG | Gasket, SWG | D | 4" |  |  | TYPE=GASKET |  | Undefined_ET |  | RF |  |  | mm | 114.3 | 4 |  |  |  | 600 |  | New |  | 0.32 | KG | 323649 | SKID GAS |  |  |  |  | 4"-PG-D-306-N
[5 empty] | Buttweld | Buttweld | D | 4" | [9 empty] | mm |  | 4 | [5 empty] | Existing |  |  |  | 323652 | SKID GAS |  |  |  |  | 4"-PG-D-306-N
GASKET, SWG, 1/8" THK, RF, #150, B16.20 | ASME B16.20 |  |  |  | GASKET, SWG, 2" ND, 1/8" THK, 150 LB, RF, ASME B16.20 | Gasket, SWG | A1A2 | 2" |  |  | TYPE=GASKET |  | Undefined_ET |  | RF |  |  | mm | 60.325 | 2 |  |  |  | 150 |  | New |  | 0.1 | KG | 323655 | SKID GAS |  |  |  |  | 1 1/2"-FG-B-309-N
STUD BOLT SET A193 Gr B7/ A194 Gr 2H |  |  |  |  | STUD BOLT 7/8" X @@@ LG, ASTM A193, B7 W/2 HEX. NUT 7/8", ASTM A194, GR 2, 2 WASHER 7/8", ASTM F436 | Bolt set | D | 4" |  |  | TYPE=BOLT |  |  |  | RF |  |  | mm |  | 4 |  |  |  | 600 |  | New |  | 5.64 | KG | 323669 | SKID GAS |  | 1.75 |  | 146.05 | 4"-PG-D-306-N
[5 empty] | Buttweld | Buttweld | D | 3" | [9 empty] | mm |  | 3 | [5 empty] | New |  |  |  | 323674 | SKID GAS |  |  |  |  | 3"-MUL-D-013-N
[5 empty] | Socketweld | Socketweld | B | 1/2" | [9 empty] | mm |  | 0.5 | [5 empty] | New |  |  |  | 323688 | SKID GAS |  |  |  |  | 1/2"-DO-B-504-N
STUD BOLT SET A193 Gr B7/ A194 Gr 2H |  |  |  |  | STUD BOLT 5/8" X @@@ LG, ASTM A193, B7 W/2 HEX. NUT 5/8", ASTM A194, GR 2, 2 WASHER 5/8", ASTM F436 | Bolt set | B | 3" |  |  | TYPE=BOLT |  |  |  | RF |  |  | mm |  | 3 |  |  |  | 150 |  | New |  | 0.79 | KG | 323697 | SKID GAS |  | 0.94 |  | 69.85 | 3"-R-B-601-N
[5 empty] | Buttweld | Buttweld | D | 4" | [9 empty] | mm |  | 4 | [5 empty] | New |  |  |  | 323698 | SKID GAS |  |  |  |  | 4"-PG-D-314-N
[5 empty] | Thread | Thread | D | 1/2" | [9 empty] | mm |  | 0.5 | [5 empty] | New |  |  |  | 323717 | SKID GAS |  |  |  |  | 1/2"-DO-B-507-N
[5 empty] | Socketweld | Socketweld | B | 1/2" | [9 empty] | mm |  | 0.5 | [5 empty] | New |  |  |  | 323729 | SKID GAS |  |  |  |  | 1/2"-DO-B-502-N
[5 empty] | Buttweld | Buttweld | D | 4" | [9 empty] | mm |  | 4 | [5 empty] | New |  |  |  | 323739 | SKID GAS |  |  |  |  | 4"-PG-D-312-N
[5 empty] | Socketweld | Socketweld | B | 1/2" | [9 empty] | mm |  | 0.5 | [5 empty] | New |  |  |  | 323744 | SKID GAS |  |  |  |  | 3"-R-B-601-N
STUD BOLT SET A193 Gr B7/ A194 Gr 2H |  |  |  |  | STUD BOLT 7/8" X @@@ LG, ASTM A193, B7 W/2 HEX. NUT 7/8", ASTM A194, GR 2, 2 WASHER 7/8", ASTM F436 | Bolt set | D | 4" |  |  | TYPE=BOLT |  |  |  | RF |  |  | mm |  | 4 |  |  |  | 600 |  | New |  | 5.64 | KG | 323753 | SKID GAS |  | 1.75 |  | 146.05 | 4"-PG-D-306-N
[5 empty] | Thread | Thread | D | 1/2" | [9 empty] | mm |  | 0.5 | [5 empty] | New |  |  |  | 323756 | SKID GAS |  |  |  |  | 1/2"-OD-B-501-N
[5 empty] | Buttweld | Buttweld | D | 4" | [9 empty] | mm |  | 4 | [5 empty] | New |  |  |  | 323768 | SKID GAS |  |  |  |  | 4"-PG-D-312-N
[5 empty] | Socketweld | Socketweld | D | 1/2" | [9 empty] | mm |  | 0.5 | [5 empty] | New |  |  |  | 323773 | SKID GAS |  |  |  |  | 1/2"-PRW-D-200-N
[5 empty] | Buttweld | Buttweld | D | 4" | [9 empty] | mm |  | 4 | [5 empty] | New |  |  |  | 323775 | SKID GAS |  |  |  |  | 4"-PG-D-326-HT
[5 empty] | Buttweld | Buttweld | D | 4" | [9 empty] | mm |  | 4 | [5 empty] | Existing |  |  |  | 323786 | SKID GAS
[5 empty] | Buttweld | Buttweld | D | 3" | [9 empty] | mm |  | 3 | [5 empty] | New |  |  |  | 323788 | SKID GAS |  |  |  |  | 3"-MUL-D-013-N
[5 empty] | Socketweld | Socketweld | D | 1 1/2" | [9 empty] | mm |  | 1.5 | [5 empty] | New |  |  |  | 323801 | SKID GAS |  |  |  |  | 1 1/2"-R-D-600-N
[5 empty] | Socketweld | Socketweld | D | 1/2" | [9 empty] | mm |  | 0.5 | [5 empty] | New |  |  |  | 323802 | SKID GAS |  |  |  |  | 1/2"-LIH-D-409-N
GASKET, SWG, 1/8", RF, #600, GRAPHITE | ASME B16.20 |  |  |  | GASKET SWG | Gasket, SWG | D | 4" |  |  | TYPE=GASKET |  | Undefined_ET |  | RF |  |  | mm | 114.3 | 4 |  |  |  | 600 |  | New |  | 0.32 | KG | 323807 | SKID GAS |  |  |  |  | 4"-PG-D-306-N
[5 empty] | Socketweld | Socketweld | B | 1" | [9 empty] | mm |  | 1 | [5 empty] | New |  |  |  | 323811 | SKID GAS |  |  |  |  | 1"-FG-B-319-N
[5 empty] | Thread | Thread | D | 1/2" | [9 empty] | mm |  | 0.5 | [5 empty] | New |  |  |  | 323819 | SKID GAS |  |  |  |  | 1/2"-PRW-D-200-N
[5 empty] | Buttweld | Buttweld | D | 4" | [9 empty] | mm |  | 4 | [5 empty] | New |  |  |  | 323853 | SKID GAS |  |  |  |  | 4"-PG-D-306-N
[5 empty] | Socketweld | Socketweld | B | 1/2" | [9 empty] | mm |  | 0.5 | [5 empty] | New |  |  |  | 323855 | SKID GAS |  |  |  |  | 1/2"-DO-B-503-N
[5 empty] | Thread | Thread | D | 1/2" | [9 empty] | mm |  | 0.5 | [5 empty] | New |  |  |  | 323875 | SKID GAS |  |  |  |  | 4"-PG-D-326-HT
[5 empty] | Socketweld | Socketweld | D | 1 1/2" | [9 empty] | mm |  | 1.5 | [5 empty] | New |  |  |  | 323881 | SKID GAS |  |  |  |  | 1 1/2"-R-D-600-N
GASKET, SWG, 1/8", RF, #600, GRAPHITE | ASME B16.20 |  |  |  | GASKET SWG | Gasket, SWG | D | 2" |  |  | TYPE=GASKET |  | Undefined_ET |  | RF |  |  | mm | 60.325 | 2 |  |  |  | 600 |  | New |  | 0.11 | KG | 323887 | SKID GAS |  |  |  |  | 2"-R-D-610-N
[5 empty] | Buttweld | Buttweld | D | 4" | [9 empty] | mm |  | 4 | [5 empty] | New |  |  |  | 323914 | SKID GAS |  |  |  |  | 4"-PG-D-306-N
[5 empty] | Socketweld | Socketweld | B | 1/2" | [9 empty] | mm |  | 0.5 | [5 empty] | New |  |  |  | 323931 | SKID GAS |  |  |  |  | 1"-DO-B-505-N
[5 empty] | Socketweld | Socketweld | B | 1/2" | [9 empty] | mm |  | 0.5 | [5 empty] | New |  |  |  | 323934 | SKID GAS |  |  |  |  | 1/2"-LIH-B-407-N
[5 empty] | Buttweld | Buttweld | D | 4" | [9 empty] | mm |  | 4 | [5 empty] | New |  |  |  | 323942 | SKID GAS |  |  |  |  | 4"-PG-D-326-HT
GASKET SWG 1/8", RF, #150, GRAPHITE | ASME B16.20 |  |  |  | GASKET, SWG, 3" ND, 1/8" THK, 150 LB, RF, ASME B16.20 | Gasket, SWG | B | 3" |  |  | TYPE=GASKET |  | Undefined_ET |  | RF |  |  | mm | 88.9 | 3 |  |  |  | 150 |  | New |  | 0.14 | KG | 323955 | SKID GAS |  |  |  |  | 3"-R-B-611-N
[5 empty] | Socketweld | Socketweld | D | 1/2" | [9 empty] | mm |  | 0.5 | [5 empty] | New |  |  |  | 323968 | SKID GAS |  |  |  |  | 1/2"-LIH-D-400-N
[5 empty] | Socketweld | Socketweld | D | 1/2" | [9 empty] | mm |  | 0.5 | [5 empty] | New |  |  |  | 323989 | SKID GAS |  |  |  |  | 1/2"-LIH-D-409-N
[5 empty] | Buttweld | Buttweld | B | 2" | [9 empty] | mm |  | 2 | [5 empty] | New |  |  |  | 323992 | SKID GAS |  |  |  |  | 1 1/2"-FG-B-309-N
GASKET, SWG, 1/8", RF, #600, GRAPHITE | ASME B16.20 |  |  |  | GASKET SWG | Gasket, SWG | D | 4" |  |  | TYPE=GASKET |  | Undefined_ET |  | RF |  |  | mm | 114.3 | 4 |  |  |  | 600 |  | New |  | 0.32 | KG | 324036 | SKID GAS |  |  |  |  | 4"-PG-D-305-N
STUD BOLT SET A193 Gr B7/ A194 Gr 2H |  |  |  |  | STUD BOLT 7/8" X @@@ LG, ASTM A193, B7 W/2 HEX. NUT 7/8", ASTM A194, GR 2, 2 WASHER 7/8", ASTM F436 | Bolt set | D | 4" |  |  | TYPE=BOLT |  |  |  | RF |  |  | mm |  | 4 |  |  |  | 600 |  | New |  | 5.64 | KG | 324038 | SKID GAS |  | 1.75 |  | 146.05 | 4"-PG-D-305-N
GASKET, SWG, 1/8", RF, #600, GRAPHITE | ASME B16.20 |  |  |  | GASKET SWG | Gasket, SWG | D | 4" |  |  | TYPE=GASKET |  | Undefined_ET |  | RF |  |  | mm | 114.3 | 4 |  |  |  | 600 |  | New |  | 0.32 | KG | 324048 | SKID GAS |  |  |  |  | 4"-PG-D-305-N
STUD BOLT SET A193 Gr B7/ A194 Gr 2H |  |  |  |  | STUD BOLT 7/8" X @@@ LG, ASTM A193, B7 W/2 HEX. NUT 7/8", ASTM A194, GR 2, 2 WASHER 7/8", ASTM F436 | Bolt set | D | 4" |  |  | TYPE=BOLT |  |  |  | RF |  |  | mm |  | 4 |  |  |  | 600 |  | New |  | 5.64 | KG | 324050 | SKID GAS |  | 1.75 |  | 146.05 | 4"-PG-D-305-N
[5 empty] | Buttweld | Buttweld | D | 4" | [9 empty] | mm |  | 4 | [5 empty] | New |  |  |  | 324056 | SKID GAS |  |  |  |  | 4"-PG-D-305-N
[5 empty] | Socketweld | Socketweld | B | 1" | [9 empty] | mm |  | 1 | [5 empty] | New |  |  |  | 324072 | SKID GAS |  |  |  |  | 1"-PG-B-317-N
GASKET, SWG, 1/8", RF, #600, GRAPHITE | ASME B16.20 |  |  |  | GASKET SWG | Gasket, SWG | D | 4" |  |  | TYPE=GASKET |  | Undefined_ET |  | RF |  |  | mm | 114.3 | 4 |  |  |  | 600 |  | New |  | 0.32 | KG | 325505 | SKID MEDICION |  |  |  |  | 4"-PG-D-334-N
STUD BOLT SET A193 Gr B7/ A194 Gr 2H |  |  |  |  | STUD BOLT 7/8" X @@@ LG, ASTM A193, B7 W/2 HEX. NUT 7/8", ASTM A194, GR 2, 2 WASHER 7/8", ASTM F436 | Bolt set | D | 4" |  |  | TYPE=BOLT |  |  |  | RF |  |  | mm |  | 4 |  |  |  | 600 |  | New |  | 5.64 | KG | 325506 | SKID MEDICION |  | 1.75 |  | 146.05 | 4"-PG-D-327-N
GASKET, SWG, 1/8", RF, #600, GRAPHITE | ASME B16.20 |  |  |  | GASKET SWG | Gasket, SWG | D | 4" |  |  | TYPE=GASKET |  | Undefined_ET |  | RF |  |  | mm | 114.3 | 4 |  |  |  | 600 |  | New |  | 0.32 | KG | 325510 | SKID MEDICION |  |  |  |  | 4"-PG-D-308-N
[5 empty] | Buttweld | Buttweld | D | 4" | [9 empty] | mm |  | 4 | [5 empty] | New |  |  |  | 325514 | SKID MEDICION |  |  |  |  | 4"-PG-D-308-N
STUD BOLT SET A193 Gr B7/ A194 Gr 2H |  |  |  |  | STUD BOLT 7/8" X @@@ LG, ASTM A193, B7 W/2 HEX. NUT 7/8", ASTM A194, GR 2, 2 WASHER 7/8", ASTM F436 | Bolt set | D | 4" |  |  | TYPE=BOLT |  |  |  | RF |  |  | mm |  | 4 |  |  |  | 600 |  | New |  | 5.64 | KG | 325517 | SKID MEDICION |  | 1.75 |  | 146.05 | 4"-PG-D-328-N
STUD BOLT SET A193 Gr B7/ A194 Gr 2H |  |  |  |  | STUD BOLT 7/8" X @@@ LG, ASTM A193, B7 W/2 HEX. NUT 7/8", ASTM A194, GR 2, 2 WASHER 7/8", ASTM F436 | Bolt set | D | 4" |  |  | TYPE=BOLT |  |  |  | RF |  |  | mm |  | 4 |  |  |  | 600 |  | New |  | 5.64 | KG | 325527 | SKID MEDICION |  | 1.75 |  | 146.05 | 4"-PG-D-308-N
[5 empty] | Buttweld | Buttweld | D | 4" | [9 empty] | mm |  | 4 | [5 empty] | New |  |  |  | 325530 | SKID MEDICION |  |  |  |  | 4"-PG-D-308-N
STUD BOLT SET A193 Gr B7/ A194 Gr 2H |  |  |  |  | STUD BOLT 7/8" X @@@ LG, ASTM A193, B7 W/2 HEX. NUT 7/8", ASTM A194, GR 2, 2 WASHER 7/8", ASTM F436 | Bolt set | D | 4" |  |  | TYPE=BOLT |  |  |  | RF |  |  | mm |  | 4 |  |  |  | 600 |  | New |  | 5.64 | KG | 325531 | SKID MEDICION |  | 1.75 |  | 146.05 | 4"-PG-D-308-N
GASKET, SWG, 1/8", RF, #600, GRAPHITE | ASME B16.20 |  |  |  | GASKET SWG | Gasket, SWG | D | 4" |  |  | TYPE=GASKET |  | Undefined_ET |  | RF |  |  | mm | 114.3 | 4 |  |  |  | 600 |  | New |  | 0.32 | KG | 325543 | SKID MEDICION |  |  |  |  | 4"-PG-D-308-N
[5 empty] | Buttweld | Buttweld | D | 4" | [9 empty] | mm |  | 4 | [5 empty] | New |  |  |  | 325556 | SKID MEDICION |  |  |  |  | 4"-PG-D-302-N
STUD BOLT SET A193 Gr B7/ A194 Gr 2H |  |  |  |  | STUD BOLT 7/8" X @@@ LG, ASTM A193, B7 W/2 HEX. NUT 7/8", ASTM A194, GR 2, 2 WASHER 7/8", ASTM F436 | Bolt set | D | 4" |  |  | TYPE=BOLT |  |  |  | RF |  |  | mm |  | 4 |  |  |  | 600 |  | New |  | 5.64 | KG | 325564 | SKID MEDICION |  | 1.75 |  | 146.05 | 4"-PG-D-334-N
GASKET, SWG, 1/8", RF, #600, GRAPHITE | ASME B16.20 |  |  |  | GASKET SWG | Gasket, SWG | D | 4" |  |  | TYPE=GASKET |  | Undefined_ET |  | RF |  |  | mm | 114.3 | 4 |  |  |  | 600 |  | New |  | 0.32 | KG | 325567 | SKID MEDICION |  |  |  |  | 4"-PG-D-334-N
STUD BOLT SET A193 Gr B7/ A194 Gr 2H |  |  |  |  | STUD BOLT 7/8" X @@@ LG, ASTM A193, B7 W/2 HEX. NUT 7/8", ASTM A194, GR 2, 2 WASHER 7/8", ASTM F436 | Bolt set | D | 4" |  |  | TYPE=BOLT |  |  |  | RF |  |  | mm |  | 4 |  |  |  | 600 |  | New |  | 5.64 | KG | 325585 | SKID MEDICION |  | 1.75 |  | 146.05 | 4"-PG-D-308-N
[5 empty] | Tapweld | Tapweld | D | 4" | [9 empty] | mm |  | 4 | [5 empty] | New |  |  |  | 325591 | SKID MEDICION |  |  |  |  | 4"-PG-D-327-N
[5 empty] | Buttweld | Buttweld | D | 4" | [9 empty] | mm |  | 4 | [5 empty] | New |  |  |  | 325601 | SKID MEDICION |  |  |  |  | 4"-PG-D-328-N
STUD BOLT SET A193 Gr B7/ A194 Gr 2H |  |  |  |  | STUD BOLT 7/8" X @@@ LG, ASTM A193, B7 W/2 HEX. NUT 7/8", ASTM A194, GR 2, 2 WASHER 7/8", ASTM F436 | Bolt set | D | 4" |  |  | TYPE=BOLT |  |  |  | RF |  |  | mm |  | 4 |  |  |  | 600 |  | New |  | 5.64 | KG | 325625 | SKID MEDICION |  | 1.75 |  | 146.05 | 4"-PG-D-327-N
GASKET, SWG, 1/8", RF, #600, GRAPHITE | ASME B16.20 |  |  |  | GASKET SWG | Gasket, SWG | D | 4" |  |  | TYPE=GASKET |  | Undefined_ET |  | RF |  |  | mm | 114.3 | 4 |  |  |  | 600 |  | New |  | 0.32 | KG | 325644 | SKID MEDICION |  |  |  |  | 4"-PG-D-327-N
[5 empty] | Tapweld | Tapweld | D | 4" | [9 empty] | mm |  | 4 | [5 empty] | New |  |  |  | 325649 | SKID MEDICION |  |  |  |  | 4"-PG-D-308-N
GASKET, SWG, 1/8", RF, #600, GRAPHITE | ASME B16.20 |  |  |  | GASKET SWG | Gasket, SWG | D | 4" |  |  | TYPE=GASKET |  | Undefined_ET |  | RF |  |  | mm | 114.3 | 4 |  |  |  | 600 |  | New |  | 0.32 | KG | 325657 | SKID MEDICION |  |  |  |  | 4"-PG-D-302-N
GASKET, SWG, 1/8", RF, #600, GRAPHITE | ASME B16.20 |  |  |  | GASKET SWG | Gasket, SWG | D | 4" |  |  | TYPE=GASKET |  | Undefined_ET |  | RF |  |  | mm | 114.3 | 4 |  |  |  | 600 |  | New |  | 0.32 | KG | 325677 | SKID MEDICION |  |  |  |  | 4"-PG-D-308-N
GASKET, SWG, 1/8", RF, #600, GRAPHITE | ASME B16.20 |  |  |  | GASKET SWG | Gasket, SWG | D | 4" |  |  | TYPE=GASKET |  | Undefined_ET |  | RF |  |  | mm | 114.3 | 4 |  |  |  | 600 |  | New |  | 0.32 | KG | 325705 | SKID MEDICION |  |  |  |  | 4"-PG-D-327-N
STUD BOLT SET A193 Gr B7/ A194 Gr 2H |  |  |  |  | STUD BOLT 7/8" X @@@ LG, ASTM A193, B7 W/2 HEX. NUT 7/8", ASTM A194, GR 2, 2 WASHER 7/8", ASTM F436 | Bolt set | D | 4" |  |  | TYPE=BOLT |  |  |  | RF |  |  | mm |  | 4 |  |  |  | 600 |  | New |  | 5.64 | KG | 325709 | SKID MEDICION |  | 1.75 |  | 146.05 | 4"-PG-D-302-N
GASKET, SWG, 1/8", RF, #600, GRAPHITE | ASME B16.20 |  |  |  | GASKET SWG | Gasket, SWG | D | 4" |  |  | TYPE=GASKET |  | Undefined_ET |  | RF |  |  | mm | 114.3 | 4 |  |  |  | 600 |  | New |  | 0.32 | KG | 325723 | SKID MEDICION |  |  |  |  | 4"-PG-D-327-N
[5 empty] | Buttweld | Buttweld | D | 4" | [9 empty] | mm |  | 4 | [5 empty] | New |  |  |  | 325728 | SKID MEDICION |  |  |  |  | 4"-PG-D-308-N
[5 empty] | Buttweld | Buttweld | D | 4" | [9 empty] | mm |  | 4 | [5 empty] | New |  |  |  | 325732 | SKID MEDICION |  |  |  |  | 4"-PG-D-327-N
GASKET, SWG, 1/8", RF, #600, GRAPHITE | ASME B16.20 |  |  |  | GASKET SWG | Gasket, SWG | D | 4" |  |  | TYPE=GASKET |  | Undefined_ET |  | RF |  |  | mm | 114.3 | 4 |  |  |  | 600 |  | New |  | 0.32 | KG | 325738 | SKID MEDICION |  |  |  |  | 4"-PG-D-327-N
GASKET, SWG, 1/8", RF, #600, GRAPHITE | ASME B16.20 |  |  |  | GASKET SWG | Gasket, SWG | D | 4" |  |  | TYPE=GASKET |  | Undefined_ET |  | RF |  |  | mm | 114.3 | 4 |  |  |  | 600 |  | New |  | 0.32 | KG | 325739 | SKID MEDICION |  |  |  |  | 4"-PG-D-308-N
GASKET, SWG, 1/8", RF, #600, GRAPHITE | ASME B16.20 |  |  |  | GASKET SWG | Gasket, SWG | D | 4" |  |  | TYPE=GASKET |  | Undefined_ET |  | RF |  |  | mm | 114.3 | 4 |  |  |  | 600 |  | New |  | 0.32 | KG | 325740 | SKID MEDICION |  |  |  |  | 4"-PG-D-327-N
STUD BOLT SET A193 Gr B7/ A194 Gr 2H |  |  |  |  | STUD BOLT 7/8" X @@@ LG, ASTM A193, B7 W/2 HEX. NUT 7/8", ASTM A194, GR 2, 2 WASHER 7/8", ASTM F436 | Bolt set | D | 4" |  |  | TYPE=BOLT |  |  |  | RF |  |  | mm |  | 4 |  |  |  | 600 |  | New |  | 5.64 | KG | 325742 | SKID MEDICION |  | 1.75 |  | 146.05 | 4"-PG-D-334-N
STUD BOLT SET A193 Gr B7/ A194 Gr 2H |  |  |  |  | STUD BOLT 7/8" X @@@ LG, ASTM A193, B7 W/2 HEX. NUT 7/8", ASTM A194, GR 2, 2 WASHER 7/8", ASTM F436 | Bolt set | D | 4" |  |  | TYPE=BOLT |  |  |  | RF |  |  | mm |  | 4 |  |  |  | 600 |  | New |  | 5.64 | KG | 325771 | SKID MEDICION |  | 1.75 |  | 146.05 | 4"-PG-D-328-N
[5 empty] | Buttweld | Buttweld | D | 4" | [9 empty] | mm |  | 4 | [5 empty] | New |  |  |  | 325781 | SKID MEDICION |  |  |  |  | 4"-PG-D-308-N
STUD BOLT SET A193 Gr B7/ A194 Gr 2H |  |  |  |  | STUD BOLT 7/8" X @@@ LG, ASTM A193, B7 W/2 HEX. NUT 7/8", ASTM A194, GR 2, 2 WASHER 7/8", ASTM F436 | Bolt set | D | 4" |  |  | TYPE=BOLT |  |  |  | RF |  |  | mm |  | 4 |  |  |  | 600 |  | New |  | 5.64 | KG | 325794 | SKID MEDICION |  | 1.75 |  | 146.05 | 4"-PG-D-302-N
[5 empty] | Buttweld | Buttweld | D | 4" | [9 empty] | mm |  | 4 | [5 empty] | New |  |  |  | 325797 | SKID MEDICION |  |  |  |  | 4"-PG-D-302-N
STUD BOLT SET A193 Gr B7/ A194 Gr 2H |  |  |  |  | STUD BOLT 7/8" X @@@ LG, ASTM A193, B7 W/2 HEX. NUT 7/8", ASTM A194, GR 2, 2 WASHER 7/8", ASTM F436 | Bolt set | D | 4" |  |  | TYPE=BOLT |  |  |  | RF |  |  | mm |  | 4 |  |  |  | 600 |  | New |  | 5.64 | KG | 325804 | SKID MEDICION |  | 1.75 |  | 146.05 | 4"-PG-D-327-N
[5 empty] | Tapweld | Tapweld | D | 4" | [9 empty] | mm |  | 4 | [5 empty] | New |  |  |  | 325807 | SKID MEDICION |  |  |  |  | 4"-PG-D-327-N
GASKET, SWG, 1/8", RF, #600, GRAPHITE | ASME B16.20 |  |  |  | GASKET SWG | Gasket, SWG | D | 4" |  |  | TYPE=GASKET |  | Undefined_ET |  | RF |  |  | mm | 114.3 | 4 |  |  |  | 600 |  | New |  | 0.32 | KG | 325819 | SKID MEDICION |  |  |  |  | 4"-PG-D-302-N
[5 empty] | Buttweld | Buttweld | D | 4" | [9 empty] | mm |  | 4 | [5 empty] | New |  |  |  | 325840 | SKID MEDICION |  |  |  |  | 4"-PG-D-328-N
[5 empty] | Tapweld | Tapweld | D | 4" | [9 empty] | mm |  | 4 | [5 empty] | New |  |  |  | 325855 | SKID MEDICION |  |  |  |  | 4"-PG-D-308-N
STUD BOLT SET A193 Gr B7/ A194 Gr 2H |  |  |  |  | STUD BOLT 7/8" X @@@ LG, ASTM A193, B7 W/2 HEX. NUT 7/8", ASTM A194, GR 2, 2 WASHER 7/8", ASTM F436 | Bolt set | D | 4" |  |  | TYPE=BOLT |  |  |  | RF |  |  | mm |  | 4 |  |  |  | 600 |  | New |  | 5.64 | KG | 325856 | SKID MEDICION |  | 1.75 |  | 146.05 | 4"-PG-D-308-N
STUD BOLT SET A193 Gr B7/ A194 Gr 2H |  |  |  |  | STUD BOLT 7/8" X @@@ LG, ASTM A193, B7 W/2 HEX. NUT 7/8", ASTM A194, GR 2, 2 WASHER 7/8", ASTM F436 | Bolt set | D | 4" |  |  | TYPE=BOLT |  |  |  | RF |  |  | mm |  | 4 |  |  |  | 600 |  | New |  | 5.64 | KG | 325886 | SKID MEDICION |  | 1.75 |  | 146.05 | 4"-PG-D-327-N
GASKET, SWG, 1/8", RF, #600, GRAPHITE | ASME B16.20 |  |  |  | GASKET SWG | Gasket, SWG | D | 4" |  |  | TYPE=GASKET |  | Undefined_ET |  | RF |  |  | mm | 114.3 | 4 |  |  |  | 600 |  | New |  | 0.32 | KG | 325896 | SKID MEDICION |  |  |  |  | 4"-PG-D-327-N
GASKET, SWG, 1/8", RF, #600, GRAPHITE | ASME B16.20 |  |  |  | GASKET SWG | Gasket, SWG | D | 4" |  |  | TYPE=GASKET |  | Undefined_ET |  | RF |  |  | mm | 114.3 | 4 |  |  |  | 600 |  | New |  | 0.32 | KG | 325903 | SKID MEDICION |  |  |  |  | 4"-PG-D-334-N
GASKET, SWG, 1/8", RF, #600, GRAPHITE | ASME B16.20 |  |  |  | GASKET SWG | Gasket, SWG | D | 4" |  |  | TYPE=GASKET |  | Undefined_ET |  | RF |  |  | mm | 114.3 | 4 |  |  |  | 600 |  | New |  | 0.32 | KG | 325963 | SKID MEDICION |  |  |  |  | 4"-PG-D-328-N
STUD BOLT SET A193 Gr B7/ A194 Gr 2H |  |  |  |  | STUD BOLT 7/8" X @@@ LG, ASTM A193, B7 W/2 HEX. NUT 7/8", ASTM A194, GR 2, 2 WASHER 7/8", ASTM F436 | Bolt set | D | 4" |  |  | TYPE=BOLT |  |  |  | RF |  |  | mm |  | 4 |  |  |  | 600 |  | New |  | 5.64 | KG | 325965 | SKID MEDICION |  | 1.75 |  | 146.05 | 4"-PG-D-327-N
STUD BOLT SET A193 Gr B7/ A194 Gr 2H |  |  |  |  | STUD BOLT 7/8" X @@@ LG, ASTM A193, B7 W/2 HEX. NUT 7/8", ASTM A194, GR 2, 2 WASHER 7/8", ASTM F436 | Bolt set | D | 4" |  |  | TYPE=BOLT |  |  |  | RF |  |  | mm |  | 4 |  |  |  | 600 |  | New |  | 5.64 | KG | 325971 | SKID MEDICION |  | 1.75 |  | 146.05 | 4"-PG-D-308-N
[5 empty] | Buttweld | Buttweld | D | 4" | [9 empty] | mm |  | 4 | [5 empty] | New |  |  |  | 325976 | SKID MEDICION |  |  |  |  | 4"-PG-D-327-N
[5 empty] | Tapweld | Tapweld | D | 4" | [9 empty] | mm |  | 4 | [5 empty] | New |  |  |  | 325987 | SKID MEDICION |  |  |  |  | 4"-PG-D-308-N
GASKET, SWG, 1/8", RF, #600, GRAPHITE | ASME B16.20 |  |  |  | GASKET SWG | Gasket, SWG | D | 4" |  |  | TYPE=GASKET |  | Undefined_ET |  | RF |  |  | mm | 114.3 | 4 |  |  |  | 600 |  | New |  | 0.32 | KG | 325991 | SKID MEDICION |  |  |  |  | 4"-PG-D-308-N
STUD BOLT SET A193 Gr B7/ A194 Gr 2H |  |  |  |  | STUD BOLT 7/8" X @@@ LG, ASTM A193, B7 W/2 HEX. NUT 7/8", ASTM A194, GR 2, 2 WASHER 7/8", ASTM F436 | Bolt set | D | 4" |  |  | TYPE=BOLT |  |  |  | RF |  |  | mm |  | 4 |  |  |  | 600 |  | New |  | 5.64 | KG | 326001 | SKID MEDICION |  | 1.75 |  | 146.05 | 4"-PG-D-308-N
STUD BOLT SET A193 Gr B7/ A194 Gr 2H |  |  |  |  | STUD BOLT 7/8" X @@@ LG, ASTM A193, B7 W/2 HEX. NUT 7/8", ASTM A194, GR 2, 2 WASHER 7/8", ASTM F436 | Bolt set | D | 4" |  |  | TYPE=BOLT |  |  |  | RF |  |  | mm |  | 4 |  |  |  | 600 |  | New |  | 5.64 | KG | 326012 | SKID MEDICION |  | 1.75 |  | 146.05 | 4"-PG-D-334-N
STUD BOLT SET A193 Gr B7/ A194 Gr 2H |  |  |  |  | STUD BOLT 7/8" X @@@ LG, ASTM A193, B7 W/2 HEX. NUT 7/8", ASTM A194, GR 2, 2 WASHER 7/8", ASTM F436 | Bolt set | D | 4" |  |  | TYPE=BOLT |  |  |  | RF |  |  | mm |  | 4 |  |  |  | 600 |  | New |  | 5.64 | KG | 326018 | SKID MEDICION |  | 1.75 |  | 146.05 | 4"-PG-D-327-N
GASKET, SWG, 1/8", RF, #600, GRAPHITE | ASME B16.20 |  |  |  | GASKET SWG | Gasket, SWG | D | 4" |  |  | TYPE=GASKET |  | Undefined_ET |  | RF |  |  | mm | 114.3 | 4 |  |  |  | 600 |  | New |  | 0.32 | KG | 326030 | SKID MEDICION |  |  |  |  | 4"-PG-D-308-N
[5 empty] | Buttweld | Buttweld | D | 4" | [9 empty] | mm |  | 4 | [5 empty] | New |  |  |  | 326052 | SKID MEDICION |  |  |  |  | 4"-PG-D-327-N
[5 empty] | Buttweld | Buttweld | D | 4" | [9 empty] | mm |  | 4 | [5 empty] | New |  |  |  | 326068 | SKID MEDICION |  |  |  |  | 4"-PG-D-327-N
[5 empty] | Tapweld | Tapweld | D | 4" | [9 empty] | mm |  | 4 | [5 empty] | New |  |  |  | 326069 | SKID MEDICION |  |  |  |  | 4"-PG-D-327-N
[5 empty] | Buttweld | Buttweld | D | 4" | [9 empty] | mm |  | 4 | [5 empty] | New |  |  |  | 326071 | SKID MEDICION |  |  |  |  | 4"-PG-D-302-N
GASKET, SWG, 1/8", RF, #600, GRAPHITE | ASME B16.20 |  |  |  | GASKET SWG | Gasket, SWG | D | 4" |  |  | TYPE=GASKET |  | Undefined_ET |  | RF |  |  | mm | 114.3 | 4 |  |  |  | 600 |  | New |  | 0.32 | KG | 326081 | SKID MEDICION |  |  |  |  | 4"-PG-D-328-N
GASKET, SWG, 1/8", RF, #600, GRAPHITE | ASME B16.20 |  |  |  | GASKET SWG | Gasket, SWG | D | 4" |  |  | TYPE=GASKET |  | Undefined_ET |  | RF |  |  | mm | 114.3 | 4 |  |  |  | 600 |  | New |  | 0.32 | KG | 326097 | SKID MEDICION |  |  |  |  | 4"-PG-D-328-N
STUD BOLT SET A193 Gr B7/ A194 Gr 2H |  |  |  |  | STUD BOLT 7/8" X @@@ LG, ASTM A193, B7 W/2 HEX. NUT 7/8", ASTM A194, GR 2, 2 WASHER 7/8", ASTM F436 | Bolt set | D | 4" |  |  | TYPE=BOLT |  |  |  | RF |  |  | mm |  | 4 |  |  |  | 600 |  | New |  | 5.64 | KG | 326099 | SKID MEDICION |  | 1.75 |  | 146.05 | 4"-PG-D-328-N
[5 empty] | Buttweld | Buttweld | D | 4" | [9 empty] | mm |  | 4 | [5 empty] | New |  |  |  | 326904 | SKID GAS |  |  |  |  | 4"-PG-D-305-N
[5 empty] | Buttweld | Buttweld | D | 4" | [9 empty] | mm |  | 4 | [5 empty] | New |  |  |  | 326908 | SKID GAS |  |  |  |  | 4"-PG-D-305-N
[5 empty] | Buttweld | Buttweld | D | 4" | [9 empty] | mm |  | 4 | [5 empty] | New |  |  |  | 326912 | SKID GAS |  |  |  |  | 4"-PG-D-305-N
[5 empty] | Buttweld | Buttweld | D | 4" | [9 empty] | mm |  | 4 | [5 empty] | New |  |  |  | 326928 | SKID GAS |  |  |  |  | 4"-PG-D-305-N
[5 empty] | Buttweld | Buttweld | D | 4" | [9 empty] | mm |  | 4 | [5 empty] | New |  |  |  | 326934 | SKID GAS |  |  |  |  | 4"-PG-D-305-N
[5 empty] | Buttweld | Buttweld | D | 4" | [9 empty] | mm |  | 4 | [5 empty] | New |  |  |  | 326938 | SKID GAS |  |  |  |  | 4"-PG-D-305-N
[5 empty] | Buttweld | Buttweld | D | 4" | [9 empty] | mm |  | 4 | [5 empty] | New |  |  |  | 326944 | SKID GAS |  |  |  |  | 4"-PG-D-305-N
[5 empty] | Thread | Thread | D | 1/2" | [9 empty] | mm |  | 0.5 | [5 empty] | New |  |  |  | 327141 | SKID GAS |  |  |  |  | 1/2"-LIH-D-400-N
[5 empty] | Socketweld | Socketweld | D | 1/2" | [9 empty] | mm |  | 0.5 | [5 empty] | New |  |  |  | 327145 | SKID GAS |  |  |  |  | 1/2"-LIH-D-400-N
[5 empty] | Socketweld | Socketweld | B | 1/2" | [9 empty] | mm |  | 0.5 | [5 empty] | New |  |  |  | 327163 | SKID GAS |  |  |  |  | 1/2"-LIH-D-400-N
[5 empty] | Thread | Thread | D | 1/2" | [9 empty] | mm |  | 0.5 | [5 empty] | New |  |  |  | 327167 | SKID GAS |  |  |  |  | 1/2"-LIH-D-400-N
[5 empty] | Socketweld | Socketweld | D | 1/2" | [9 empty] | mm |  | 0.5 | [5 empty] | New |  |  |  | 327175 | SKID GAS |  |  |  |  | 1/2"-LIH-D-400-N
[5 empty] | Socketweld | Socketweld | D | 1/2" | [9 empty] | mm |  | 0.5 | [5 empty] | New |  |  |  | 327181 | SKID GAS |  |  |  |  | 1/2"-LIH-D-400-N
[5 empty] | Thread | Thread | D | 2" | [9 empty] | mm |  | 2 | [5 empty] | New |  |  |  | 327252 | SKID GAS |  |  |  |  | 1 1/2"-R-D-603-N
[5 empty] | Thread | Thread | D | 1 1/2" | [9 empty] | mm |  | 1.5 | [5 empty] | New |  |  |  | 327258 | SKID GAS |  |  |  |  | 1 1/2"-R-D-603-N
[5 empty] | Socketweld | Socketweld | D | 1 1/2" | [9 empty] | mm |  | 1.5 | [5 empty] | New |  |  |  | 327264 | SKID GAS |  |  |  |  | 1 1/2"-R-D-603-N
[5 empty] | Socketweld | Socketweld | D | 1 1/2" | [9 empty] | mm |  | 1.5 | [5 empty] | New |  |  |  | 327268 | SKID GAS |  |  |  |  | 1 1/2"-R-D-603-N
[5 empty] | Socketweld | Socketweld | D | 1 1/2" | [9 empty] | mm |  | 1.5 | [5 empty] | New |  |  |  | 327274 | SKID GAS |  |  |  |  | 1 1/2"-R-D-603-N
[5 empty] | Socketweld | Socketweld | D | 1 1/2" | [9 empty] | mm |  | 1.5 | [5 empty] | New |  |  |  | 327280 | SKID GAS |  |  |  |  | 1 1/2"-R-D-603-N
[5 empty] | Buttweld | Buttweld | B | 3" | [9 empty] | mm |  | 3 | [5 empty] | New |  |  |  | 327404 | SKID GAS |  |  |  |  | 3"-R-B-605-N
[5 empty] | Socketweld | Socketweld | D | 1/2" | [9 empty] | mm |  | 0.5 | [5 empty] | New |  |  |  | 327547 | SKID GAS |  |  |  |  | 1/2"-LIH-D-433-N
[5 empty] | Thread | Thread | D | 1/2" | [9 empty] | mm |  | 0.5 | [5 empty] | New |  |  |  | 327553 | SKID GAS |  |  |  |  | 1/2"-LIH-D-433-N
[5 empty] | Socketweld | Socketweld | B | 1/2" | [9 empty] | mm |  | 0.5 | [5 empty] | New |  |  |  | 327557 | SKID GAS |  |  |  |  | 1/2"-LIH-D-433-N
[5 empty] | Socketweld | Socketweld | B | 1/2" | [9 empty] | mm |  | 0.5 | [5 empty] | New |  |  |  | 327563 | SKID GAS |  |  |  |  | 1/2"-LIH-D-433-N
[5 empty] | Socketweld | Socketweld | B | 1/2" | [9 empty] | mm |  | 0.5 | [5 empty] | New |  |  |  | 341702 | SKID GAS |  |  |  |  | 1/2"-LIH-D-433-N
[5 empty] | Socketweld | Socketweld | D | 1/2" | [9 empty] | mm |  | 0.5 | [5 empty] | New |  |  |  | 341706 | SKID GAS |  |  |  |  | 1/2"-LIH-D-433-N
[5 empty] | Socketweld | Socketweld | D | 1/2" | [9 empty] | mm |  | 0.5 | [5 empty] | New |  |  |  | 341712 | SKID GAS |  |  |  |  | 1/2"-LIH-D-433-N
[5 empty] | Socketweld | Socketweld | B | 1" | [9 empty] | mm |  | 1 | [5 empty] | New |  |  |  | 341732 | SKID GAS |  |  |  |  | 1"-LIH-B-448-N
[5 empty] | Socketweld | Socketweld | B | 1" | [9 empty] | mm |  | 1 | [5 empty] | New |  |  |  | 341738 | SKID GAS |  |  |  |  | 1"-LIH-B-448-N
[5 empty] | Socketweld | Socketweld | B | 1" | [9 empty] | mm |  | 1 | [5 empty] | New |  |  |  | 341742 | SKID GAS |  |  |  |  | 1"-LIH-B-448-N
[5 empty] | Socketweld | Socketweld | B | 1" | [9 empty] | mm |  | 1 | [5 empty] | New |  |  |  | 341748 | SKID GAS |  |  |  |  | 1"-LIH-B-448-N
[5 empty] | Socketweld | Socketweld | D | 1/2" | [9 empty] | mm |  | 0.5 | [5 empty] | New |  |  |  | 341758 | SKID GAS |  |  |  |  | 1/2"-PRW-D-200-N
[5 empty] | Thread | Thread | D | 1/2" | [9 empty] | mm |  | 0.5 | [5 empty] | New |  |  |  | 341764 | SKID GAS |  |  |  |  | 1/2"-PRW-D-200-N
[5 empty] | Thread | Thread | A1A2 | 1/2" | [9 empty] | mm |  | 0.5 | [5 empty] | New |  |  |  | 341768 | SKID GAS |  |  |  |  | 1/2"-PRW-A2-201-N
[5 empty] | Socketweld | Socketweld | A1A2 | 1/2" | [9 empty] | mm |  | 0.5 | [5 empty] | New |  |  |  | 341774 | SKID GAS |  |  |  |  | 1/2"-PRW-A2-201-N
[5 empty] | Socketweld | Socketweld | D | 1/2" | [9 empty] | mm |  | 0.5 | [5 empty] | New |  |  |  | 341778 | SKID GAS |  |  |  |  | 1/2"-PRW-D-200-N
[5 empty] | Socketweld | Socketweld | D | 1/2" | [9 empty] | mm |  | 0.5 | [5 empty] | New |  |  |  | 341784 | SKID GAS |  |  |  |  | 1/2"-PRW-D-200-N
[5 empty] | Socketweld | Socketweld | D | 1/2" | [9 empty] | mm |  | 0.5 | [5 empty] | New |  |  |  | 341794 | SKID GAS |  |  |  |  | 1/2"-LIH-D-404-N
[5 empty] | Thread | Thread | A3A2 | 1/2" | [9 empty] | mm |  | 0.5 | [5 empty] | New |  |  |  | 341817 | SKID GAS |  |  |  |  | 1/2"-LIH-D-404-N
[5 empty] | Thread | Thread | A3A2 | 1/2" | [9 empty] | mm |  | 0.5 | [5 empty] | New |  |  |  | 341821 | SKID GAS |  |  |  |  | 1/2"-LIH-D-404-N
[5 empty] | Buttweld | Buttweld | D | 4" | [9 empty] | mm |  | 4 | [5 empty] | New |  |  |  | 342004 | SKID GAS |  |  |  |  | 4"-PG-D-326-HT
[5 empty] | Buttweld | Buttweld | D | 4" | [9 empty] | mm |  | 4 | [5 empty] | New |  |  |  | 342008 | SKID GAS |  |  |  |  | 4"-PG-D-326-HT
[5 empty] | Buttweld | Buttweld | D | 4" | [9 empty] | mm |  | 4 | [5 empty] | New |  |  |  | 342098 | SKID GAS |  |  |  |  | 4"-PG-D-307-N
[5 empty] | Tapweld | Tapweld | D | 4" | [9 empty] | mm |  | 4 | [5 empty] | New |  |  |  | 342252 | SKID GAS |  |  |  |  | 4"-PG-D-307-N
[5 empty] | Tapweld | Tapweld | D | 4" | [9 empty] | mm |  | 4 | [5 empty] | New |  |  |  | 342264 | SKID GAS |  |  |  |  | 4"-PG-D-307-N
[5 empty] | Socketweld | Socketweld | D | 1/2" | [9 empty] | mm |  | 0.5 | [5 empty] | New |  |  |  | 342270 | SKID GAS |  |  |  |  | 4"-PG-D-307-N
[5 empty] | Thread | Thread | D | 1/2" | [9 empty] | mm |  | 0.5 | [5 empty] | New |  |  |  | 342276 | SKID GAS |  |  |  |  | 4"-PG-D-307-N
[5 empty] | Thread | Thread | D | 1/2" | [9 empty] | mm |  | 0.5 | [5 empty] | New |  |  |  | 342282 | SKID GAS |  |  |  |  | 4"-PG-D-307-N
[5 empty] | Tapweld | Tapweld | D | 4" | [9 empty] | mm |  | 4 | [5 empty] | New |  |  |  | 342288 | SKID GAS |  |  |  |  | 4"-PG-D-326-HT
GASKET, SWG, 1/8", RF, #600, GRAPHITE | ASME B16.20 |  |  |  | GASKET SWG | Gasket, SWG | D | 2" |  |  | TYPE=GASKET |  | Undefined_ET |  | RF |  |  | mm | 60.325 | 2 |  |  |  | 600 |  | New |  | 0.11 | KG | 342425 | SKID GAS |  |  |  |  | 3"-PG-D-304-N
STUD BOLT SET A193 Gr B7/ A194 Gr 2H |  |  |  |  | STUD BOLT 5/8" X @@@ LG, ASTM A193, B7 W/2 HEX. NUT 5/8", ASTM A194, GR 2, 2 WASHER 5/8", ASTM F436 | Bolt set | D | 2" |  |  | TYPE=BOLT |  |  |  | RF |  |  | mm |  | 2 |  |  |  | 600 |  | New |  | 1.8 | KG | 342427 | SKID GAS |  | 1.25 |  | 107.95 | 3"-PG-D-304-N
GASKET, SWG, 1/8", RF, #600, GRAPHITE | ASME B16.20 |  |  |  | GASKET SWG | Gasket, SWG | D | 2" |  |  | TYPE=GASKET |  | Undefined_ET |  | RF |  |  | mm | 60.325 | 2 |  |  |  | 600 |  | New |  | 0.11 | KG | 342439 | SKID GAS |  |  |  |  | 3"-PG-D-304-N
STUD BOLT SET A193 Gr B7/ A194 Gr 2H |  |  |  |  | STUD BOLT 5/8" X @@@ LG, ASTM A193, B7 W/2 HEX. NUT 5/8", ASTM A194, GR 2, 2 WASHER 5/8", ASTM F436 | Bolt set | D | 2" |  |  | TYPE=BOLT |  |  |  | RF |  |  | mm |  | 2 |  |  |  | 600 |  | New |  | 1.8 | KG | 342441 | SKID GAS |  | 1.25 |  | 107.95 | 3"-PG-D-304-N
[5 empty] | Buttweld | Buttweld | D | 3" | [9 empty] | mm |  | 3 | [5 empty] | New |  |  |  | 342559 | SKID GAS |  |  |  |  | 4"-PG-D-307-N
GASKET, SWG, 1/8", RF, #600, GRAPHITE | ASME B16.20 |  |  |  | GASKET SWG | Gasket, SWG | D | 4" |  |  | TYPE=GASKET |  | Undefined_ET |  | RF |  |  | mm | 114.3 | 4 |  |  |  | 600 |  | New |  | 0.32 | KG | 342565 | SKID GAS |  |  |  |  | 4"-PG-D-313-HT
STUD BOLT SET A193 Gr B7/ A194 Gr 2H |  |  |  |  | STUD BOLT 7/8" X @@@ LG, ASTM A193, B7 W/2 HEX. NUT 7/8", ASTM A194, GR 2, 2 WASHER 7/8", ASTM F436 | Bolt set | D | 4" |  |  | TYPE=BOLT |  |  |  | RF |  |  | mm |  | 4 |  |  |  | 600 |  | New |  | 5.64 | KG | 342567 | SKID GAS |  | 1.75 |  | 146.05 | 4"-PG-D-313-HT
[5 empty] | Buttweld | Buttweld | D | 4" | [9 empty] | mm |  | 4 | [5 empty] | New |  |  |  | 342602 | SKID GAS |  |  |  |  | 4"-PG-D-313-HT
[5 empty] | Thread | Thread | D | 1/2" | [9 empty] | mm |  | 0.5 | [5 empty] | New |  |  |  | 342662 | SKID GAS |  |  |  |  | 1/2"-LIH-D-434-N
[5 empty] | Socketweld | Socketweld | D | 1/2" | [9 empty] | mm |  | 0.5 | [5 empty] | New |  |  |  | 342666 | SKID GAS |  |  |  |  | 1/2"-LIH-D-434-N
[5 empty] | Socketweld | Socketweld | D | 1/2" | [9 empty] | mm |  | 0.5 | [5 empty] | New |  |  |  | 342672 | SKID GAS |  |  |  |  | 1/2"-LIH-D-434-N
[5 empty] | Thread | Thread | D | 1/2" | [9 empty] | mm |  | 0.5 | [5 empty] | New |  |  |  | 342676 | SKID GAS |  |  |  |  | 1/2"-LIH-D-434-N
[5 empty] | Socketweld | Socketweld | D | 1/2" | [9 empty] | mm |  | 0.5 | [5 empty] | New |  |  |  | 342684 | SKID GAS |  |  |  |  | 1/2"-LIH-D-434-N
[5 empty] | Socketweld | Socketweld | D | 1/2" | [9 empty] | mm |  | 0.5 | [5 empty] | New |  |  |  | 342709 | SKID GAS |  |  |  |  | 1/2"-LIH-D-434-N
[5 empty] | Buttweld | Buttweld | D | 2" | [9 empty] | mm |  | 2 | [5 empty] | New |  |  |  | 342727 | SKID GAS |  |  |  |  | 2"-R-D-610-N
[5 empty] | Buttweld | Buttweld | D | 2" | [9 empty] | mm |  | 2 | [5 empty] | New |  |  |  | 342731 | SKID GAS |  |  |  |  | 2"-R-D-610-N
[5 empty] | Buttweld | Buttweld | B | 3" | [9 empty] | mm |  | 3 | [5 empty] | New |  |  |  | 342735 | SKID GAS |  |  |  |  | 3"-R-B-611-N
[5 empty] | Buttweld | Buttweld | B | 3" | [9 empty] | mm |  | 3 | [5 empty] | New |  |  |  | 342741 | SKID GAS |  |  |  |  | 3"-R-B-611-N
[5 empty] | Thread | Thread | D | 1/2" | [9 empty] | mm |  | 0.5 | [5 empty] | New |  |  |  | 342769 | SKID GAS |  |  |  |  | 1/2"-LIH-D-409-N
[5 empty] | Socketweld | Socketweld | D | 1/2" | [9 empty] | mm |  | 0.5 | [5 empty] | New |  |  |  | 342773 | SKID GAS |  |  |  |  | 1/2"-LIH-D-409-N
[5 empty] | Socketweld | Socketweld | B | 1" | [9 empty] | mm |  | 1 | [5 empty] | New |  |  |  | 342814 | SKID GAS |  |  |  |  | 1"-PG-B-316-N
[5 empty] | Socketweld | Socketweld | B | 1" | [9 empty] | mm |  | 1 | [5 empty] | New |  |  |  | 342846 | SKID GAS |  |  |  |  | 1"-LIH-B-411-N
[5 empty] | Socketweld | Socketweld | B | 1" | [9 empty] | mm |  | 1 | [5 empty] | New |  |  |  | 342850 | SKID GAS |  |  |  |  | 1"-LIH-B-411-N
[5 empty] | Socketweld | Socketweld | B | 1" | [9 empty] | mm |  | 1 | [5 empty] | New |  |  |  | 342860 | SKID GAS |  |  |  |  | 1"-PG-B-316-N
[5 empty] | Socketweld | Socketweld | B | 1" | [9 empty] | mm |  | 1 | [5 empty] | New |  |  |  | 342866 | SKID GAS |  |  |  |  | 1"-PG-B-317-N
[5 empty] | Socketweld | Socketweld | B | 1/2" | [9 empty] | mm |  | 0.5 | [5 empty] | New |  |  |  | 342927 | SKID GAS |  |  |  |  | 1/2"-LIH-D-433-N
[5 empty] | Socketweld | Socketweld | B | 1/2" | [9 empty] | mm |  | 0.5 | [5 empty] | New |  |  |  | 342933 | SKID GAS |  |  |  |  | 1/2"-LIH-D-433-N
[5 empty] | Socketweld | Socketweld | B | 1/2" | [9 empty] | mm |  | 0.5 | [5 empty] | New |  |  |  | 342937 | SKID GAS |  |  |  |  | 1/2"-LIH-D-400-N
[5 empty] | Socketweld | Socketweld | B | 1/2" | [9 empty] | mm |  | 0.5 | [5 empty] | New |  |  |  | 342943 | SKID GAS |  |  |  |  | 1/2"-LIH-D-400-N
[5 empty] | Socketweld | Socketweld | B | 1" | [9 empty] | mm |  | 1 | [5 empty] | New |  |  |  | 342971 | SKID GAS |  |  |  |  | 1"-LIH-B-411-N
[5 empty] | Socketweld | Socketweld | B | 1" | [9 empty] | mm |  | 1 | [5 empty] | New |  |  |  | 342977 | SKID GAS |  |  |  |  | 1"-LIH-B-411-N
[5 empty] | Socketweld | Socketweld | B | 1" | [9 empty] | mm |  | 1 | [5 empty] | New |  |  |  | 342981 | SKID GAS |  |  |  |  | 1"-LIH-B-411-N
[5 empty] | Socketweld | Socketweld | B | 1/2" | [9 empty] | mm |  | 0.5 | [5 empty] | New |  |  |  | 343014 | SKID GAS |  |  |  |  | 1"-LIH-B-412-N
[5 empty] | Socketweld | Socketweld | B | 1/2" | [9 empty] | mm |  | 0.5 | [5 empty] | New |  |  |  | 343020 | SKID GAS |  |  |  |  | 1"-LIH-B-412-N
[5 empty] | Socketweld | Socketweld | B | 1/2" | [9 empty] | mm |  | 0.5 | [5 empty] | New |  |  |  | 343026 | SKID GAS |  |  |  |  | 1"-LIH-B-412-N
[5 empty] | Thread | Thread | B | 1/2" | [9 empty] | mm |  | 0.5 | [5 empty] | New |  |  |  | 343032 | SKID GAS |  |  |  |  | 1"-LIH-B-412-N
[5 empty] | Socketweld | Socketweld | B | 1/2" | [9 empty] | mm |  | 0.5 | [5 empty] | New |  |  |  | 343040 | SKID GAS |  |  |  |  | 1"-LIH-B-412-N
[5 empty] | Thread | Thread | B | 1/2" | [9 empty] | mm |  | 0.5 | [5 empty] | New |  |  |  | 343066 | SKID GAS |  |  |  |  | 1"-LIH-B-412-N
[5 empty] | Socketweld | Socketweld | B | 1/2" | [9 empty] | mm |  | 0.5 | [5 empty] | New |  |  |  | 343141 | SKID GAS |  |  |  |  | 1/2"-DO-B-504-N
[5 empty] | Socketweld | Socketweld | B | 1" | [9 empty] | mm |  | 1 | [5 empty] | New |  |  |  | 343145 | SKID GAS |  |  |  |  | 1"-PG-B-318-N
[5 empty] | Socketweld | Socketweld | B | 1" | [9 empty] | mm |  | 1 | [5 empty] | New |  |  |  | 343151 | SKID GAS |  |  |  |  | 1"-PG-B-318-N
[5 empty] | Socketweld | Socketweld | B | 1 1/2" | [9 empty] | mm |  | 1.5 | [5 empty] | New |  |  |  | 343179 | SKID GAS |  |  |  |  | 1 1/2"-FG-B-309-N
[5 empty] | Socketweld | Socketweld | B | 1 1/2" | [9 empty] | mm |  | 1.5 | [5 empty] | New |  |  |  | 343185 | SKID GAS |  |  |  |  | 1 1/2"-FG-B-309-N
[5 empty] | Thread | Thread |  | 3/4" | [9 empty] | mm |  | 0.75 | [5 empty] | New |  |  |  | 343333 | SKID GAS |  |  |  |  | 1 1/2"-FG-B-309-N
[5 empty] | Thread | Thread |  | 3/4" | [9 empty] | mm |  | 0.75 | [5 empty] | New |  |  |  | 343369 | SKID GAS |  |  |  |  | 1 1/2"-FG-B-309-N
[5 empty] | Socketweld | Socketweld | D | 1" | [9 empty] | mm |  | 1 | [5 empty] | New |  |  |  | 343441 | SKID GAS |  |  |  |  | 1"-PG-B-316-N
[5 empty] | Socketweld | Socketweld | D | 1/2" | [9 empty] | mm |  | 0.5 | [5 empty] | New |  |  |  | 343451 | SKID GAS |  |  |  |  | 1"-PG-B-316-N
[5 empty] | Socketweld | Socketweld | D | 1/2" | [9 empty] | mm |  | 0.5 | [5 empty] | New |  |  |  | 343463 | SKID GAS |  |  |  |  | 1"-PG-B-316-N
[5 empty] | Socketweld | Socketweld | D | 1/2" | [9 empty] | mm |  | 0.5 | [5 empty] | New |  |  |  | 343469 | SKID GAS |  |  |  |  | 1"-PG-B-316-N
[5 empty] | Thread | Thread | D | 1/2" | [9 empty] | mm |  | 0.5 | [5 empty] | New |  |  |  | 343473 | SKID GAS |  |  |  |  | 1"-PG-B-316-N
[5 empty] | Thread | Thread | D | 1/2" | [9 empty] | mm |  | 0.5 | [5 empty] | New |  |  |  | 343479 | SKID GAS |  |  |  |  | 1"-PG-B-316-N
[5 empty] | Socketweld | Socketweld | D | 1/2" | [9 empty] | mm |  | 0.5 | [5 empty] | New |  |  |  | 343485 | SKID GAS |  |  |  |  | 1"-PG-B-316-N
[5 empty] | Socketweld | Socketweld | D | 1/2" | [9 empty] | mm |  | 0.5 | [5 empty] | New |  |  |  | 343491 | SKID GAS |  |  |  |  | 1"-PG-B-316-N
[5 empty] | Socketweld | Socketweld | D | 1/2" | [9 empty] | mm |  | 0.5 | [5 empty] | New |  |  |  | 343499 | SKID GAS |  |  |  |  | 1"-PG-B-316-N
[5 empty] | Socketweld | Socketweld | D | 1" | [9 empty] | mm |  | 1 | [5 empty] | New |  |  |  | 343504 | SKID GAS |  |  |  |  | 1"-PG-B-316-N
[5 empty] | Socketweld | Socketweld | B | 1" | [9 empty] | mm |  | 1 | [5 empty] | New |  |  |  | 343516 | SKID GAS |  |  |  |  | 1"-FG-B-319-N
[5 empty] | Socketweld | Socketweld | B | 1" | [9 empty] | mm |  | 1 | [5 empty] | New |  |  |  | 343520 | SKID GAS |  |  |  |  | 1"-FG-B-319-N
[5 empty] | Socketweld | Socketweld | B | 1" | [9 empty] | mm |  | 1 | [5 empty] | New |  |  |  | 343526 | SKID GAS |  |  |  |  | 1"-FG-B-319-N
[5 empty] | Thread | Thread | B | 1" | [9 empty] | mm |  | 1 | [5 empty] | New |  |  |  | 343530 | SKID GAS |  |  |  |  | 1"-FG-B-319-N
[5 empty] | Socketweld | Socketweld | B | 1 1/2" | [9 empty] | mm |  | 1.5 | [5 empty] | New |  |  |  | 343544 | SKID GAS |  |  |  |  | 1"-FG-B-319-N
[5 empty] | Socketweld | Socketweld | B | 1 1/2" | [9 empty] | mm |  | 1.5 | [5 empty] | New |  |  |  | 343550 | SKID GAS |  |  |  |  | 1"-FG-B-319-N
[5 empty] | Socketweld | Socketweld | B | 1/2" | [9 empty] | mm |  | 0.5 | [5 empty] | New |  |  |  | 343568 | SKID GAS |  |  |  |  | 1 1/2"-FG-B-309-N
[5 empty] | Thread | Thread | B | 1/2" | [9 empty] | mm |  | 0.5 | [5 empty] | New |  |  |  | 343574 | SKID GAS |  |  |  |  | 1 1/2"-FG-B-309-N
[5 empty] | Thread | Thread | B | 1/2" | [9 empty] | mm |  | 0.5 | [5 empty] | New |  |  |  | 343580 | SKID GAS |  |  |  |  | 1 1/2"-FG-B-309-N
[5 empty] | Thread | Thread | A1A2 | 1/2" | [9 empty] | mm |  | 0.5 | [5 empty] | New |  |  |  | 343586 | SKID GAS |  |  |  |  | 1 1/2"-FG-B-309-N
[5 empty] | Socketweld | Socketweld | D | 3/4" | [9 empty] | mm |  | 0.75 | [5 empty] | New |  |  |  | 343611 | SKID GAS |  |  |  |  | 3/4"-QUI-D-704-N
[5 empty] | Socketweld | Socketweld | D | 3/4" | [9 empty] | mm |  | 0.75 | [5 empty] | New |  |  |  | 344110 | SKID GAS |  |  |  |  | 3/4"-QUI-D-702-N
[5 empty] | Socketweld | Socketweld | D | 3/4" | [9 empty] | mm |  | 0.75 | [5 empty] | New |  |  |  | 344116 | SKID GAS |  |  |  |  | 3/4"-QUI-D-702-N
[5 empty] | Socketweld | Socketweld | D | 3/4" | [9 empty] | mm |  | 0.75 | [5 empty] | New |  |  |  | 344126 | SKID GAS |  |  |  |  | 3/4"-QUI-D-704-N
[5 empty] | Socketweld | Socketweld | B | 1/2" | [9 empty] | mm |  | 0.5 | [5 empty] | New |  |  |  | 344483 | SKID GAS |  |  |  |  | 1/2"-DO-B-503-N
[5 empty] | Socketweld | Socketweld | B | 1/2" | [9 empty] | mm |  | 0.5 | [5 empty] | New |  |  |  | 344489 | SKID GAS |  |  |  |  | 1/2"-DO-B-503-N
[5 empty] | Socketweld | Socketweld | B | 1/2" | [9 empty] | mm |  | 0.5 | [5 empty] | New |  |  |  | 344507 | SKID GAS |  |  |  |  | 1/2"-LIH-B-410-N
[5 empty] | Socketweld | Socketweld | B | 1/2" | [9 empty] | mm |  | 0.5 | [5 empty] | New |  |  |  | 344513 | SKID GAS |  |  |  |  | 1/2"-LIH-B-410-N
[5 empty] | Socketweld | Socketweld | D | 3/4" | [9 empty] | mm |  | 0.75 | [5 empty] | New |  |  |  | 344527 | SKID GAS |  |  |  |  | 3/4"-QUI-D-702-N
[5 empty] | Socketweld | Socketweld | D | 3/4" | [9 empty] | mm |  | 0.75 | [5 empty] | New |  |  |  | 344533 | SKID GAS |  |  |  |  | 3/4"-QUI-D-702-N
[5 empty] | Socketweld | Socketweld | D | 3/4" | [9 empty] | mm |  | 0.75 | [5 empty] | New |  |  |  | 344537 | SKID GAS |  |  |  |  | 3/4"-QUI-D-704-N
[5 empty] | Socketweld | Socketweld | D | 3/4" | [9 empty] | mm |  | 0.75 | [5 empty] | New |  |  |  | 344543 | SKID GAS |  |  |  |  | 3/4"-QUI-D-704-N
[5 empty] | Socketweld | Socketweld | D | 3/4" | [9 empty] | mm |  | 0.75 | [5 empty] | New |  |  |  | 344549 | SKID GAS |  |  |  |  | 3/4"-QUI-D-702-N
[5 empty] | Socketweld | Socketweld | D | 3/4" | [9 empty] | mm |  | 0.75 | [5 empty] | New |  |  |  | 344555 | SKID GAS |  |  |  |  | 3/4"-QUI-D-704-N
[5 empty] | Socketweld | Socketweld | D | 3/4" | [9 empty] | mm |  | 0.75 | [5 empty] | New |  |  |  | 344561 | SKID GAS |  |  |  |  | 3/4"-QUI-D-702-N
[5 empty] | Socketweld | Socketweld | D | 3/4" | [9 empty] | mm |  | 0.75 | [5 empty] | New |  |  |  | 344567 | SKID GAS |  |  |  |  | 3/4"-QUI-D-704-N
[5 empty] | Socketweld | Socketweld | D | 3/4" | [9 empty] | mm |  | 0.75 | [5 empty] | New |  |  |  | 344573 | SKID GAS |  |  |  |  | 3/4"-QUI-D-702-N
[5 empty] | Socketweld | Socketweld | D | 3/4" | [9 empty] | mm |  | 0.75 | [5 empty] | New |  |  |  | 344579 | SKID GAS |  |  |  |  | 3/4"-QUI-D-704-N
[5 empty] | Socketweld | Socketweld | D | 3/4" | [9 empty] | mm |  | 0.75 | [5 empty] | New |  |  |  | 344625 | SKID GAS |  |  |  |  | 3/4"-QUI-D-702-N
[5 empty] | Socketweld | Socketweld | D | 3/4" | [9 empty] | mm |  | 0.75 | [5 empty] | New |  |  |  | 344631 | SKID GAS |  |  |  |  | 3/4"-QUI-D-702-N
[5 empty] | Socketweld | Socketweld | D | 3/4" | [9 empty] | mm |  | 0.75 | [5 empty] | New |  |  |  | 344641 | SKID GAS |  |  |  |  | 3/4"-QUI-D-702-N
[5 empty] | Thread | Thread | D | 3/4" | [9 empty] | mm |  | 0.75 | [5 empty] | New |  |  |  | 344738 | SKID GAS |  |  |  |  | 3/4"-QUI-D-704-N
[5 empty] | Socketweld | Socketweld | D | 3/4" | [9 empty] | mm |  | 0.75 | [5 empty] | New |  |  |  | 344757 | SKID GAS |  |  |  |  | 3/4"-QUI-D-704-N
[5 empty] | Socketweld | Socketweld | D | 3/4" | [9 empty] | mm |  | 0.75 | [5 empty] | New |  |  |  | 344763 | SKID GAS |  |  |  |  | 3/4"-QUI-D-704-N
[5 empty] | Socketweld | Socketweld | D | 3/4" | [9 empty] | mm |  | 0.75 | [5 empty] | New |  |  |  | 344769 | SKID GAS |  |  |  |  | 3/4"-QUI-D-704-N
[5 empty] | Socketweld | Socketweld | D | 3/4" | [9 empty] | mm |  | 0.75 | [5 empty] | New |  |  |  | 344810 | SKID GAS |  |  |  |  | 3/4"-QUI-D-704-N
[5 empty] | Socketweld | Socketweld | D | 3/4" | [9 empty] | mm |  | 0.75 | [5 empty] | New |  |  |  | 344826 | SKID GAS |  |  |  |  | 3/4"-QUI-D-704-N
[5 empty] | Thread | Thread | D | 3/4" | [9 empty] | mm |  | 0.75 | [5 empty] | New |  |  |  | 344835 | SKID GAS |  |  |  |  | 3/4"-QUI-D-704-N
[5 empty] | Thread | Thread | D | 3/4" | [9 empty] | mm |  | 0.75 | [5 empty] | New |  |  |  | 344839 | SKID GAS |  |  |  |  | 3/4"-QUI-D-704-N
[5 empty] | Socketweld | Socketweld | B | 1" | [9 empty] | mm |  | 1 | [5 empty] | New |  |  |  | 345504 | SKID GAS |  |  |  |  | 1/2"-DO-B-507-N
[5 empty] | Socketweld | Socketweld | B | 1" | [9 empty] | mm |  | 1 | [5 empty] | New |  |  |  | 345510 | SKID GAS |  |  |  |  | 1/2"-DO-B-507-N
[5 empty] | Buttweld | Buttweld | D | 4" | [9 empty] | mm |  | 4 | [5 empty] | New |  |  |  | 345855 | SKID MEDICION |  |  |  |  | 4"-PG-D-328-N
[5 empty] | Buttweld | Buttweld | D | 4" | [9 empty] | mm |  | 4 | [5 empty] | New |  |  |  | 345859 | SKID MEDICION |  |  |  |  | 4"-PG-D-328-N
[5 empty] | Buttweld | Buttweld | D | 4" | [9 empty] | mm |  | 4 | [5 empty] | New |  |  |  | 345875 | SKID MEDICION |  |  |  |  | 4"-PG-D-327-N
[5 empty] | Buttweld | Buttweld | D | 4" | [9 empty] | mm |  | 4 | [5 empty] | New |  |  |  | 345881 | SKID MEDICION |  |  |  |  | 4"-PG-D-327-N
[5 empty] | Tapweld | Tapweld | D | 4" | [9 empty] | mm |  | 4 | [5 empty] | New |  |  |  | 345897 | SKID MEDICION |  |  |  |  | 4"-PG-D-327-N
[5 empty] | Buttweld | Buttweld | D | 4" | [9 empty] | mm |  | 4 | [5 empty] | New |  |  |  | 346102 | SKID MEDICION |  |  |  |  | 4"-PG-D-327-N
[5 empty] | Buttweld | Buttweld | D | 4" | [9 empty] | mm |  | 4 | [5 empty] | New |  |  |  | 346106 | SKID MEDICION |  |  |  |  | 4"-PG-D-308-N
[5 empty] | Buttweld | Buttweld | D | 4" | [9 empty] | mm |  | 4 | [5 empty] | New |  |  |  | 346112 | SKID MEDICION |  |  |  |  | 4"-PG-D-308-N
[5 empty] | Buttweld | Buttweld | D | 4" | [9 empty] | mm |  | 4 | [5 empty] | New |  |  |  | 346116 | SKID MEDICION |  |  |  |  | 4"-PG-D-334-N
[5 empty] | Tapweld | Tapweld | D | 4" | [9 empty] | mm |  | 4 | [5 empty] | New |  |  |  | 346134 | SKID MEDICION |  |  |  |  | 4"-PG-D-308-N
[5 empty] | Buttweld | Buttweld | D | 4" | [9 empty] | mm |  | 4 | [5 empty] | New |  |  |  | 346138 | SKID MEDICION |  |  |  |  | 4"-PG-D-334-N
[5 empty] | Buttweld | Buttweld | D | 4" | [9 empty] | mm |  | 4 | [5 empty] | New |  |  |  | 346144 | SKID MEDICION |  |  |  |  | 4"-PG-D-334-N
[5 empty] | Thread | Thread | D | 1/2" | [9 empty] | mm |  | 0.5 | [5 empty] | New |  |  |  | 346148 | SKID GAS |  |  |  |  | 1/2"-OD-B-501-N
[5 empty] | Socketweld | Socketweld | D | 1/2" | [9 empty] | mm |  | 0.5 | [5 empty] | New |  |  |  | 346154 | SKID GAS |  |  |  |  | 1/2"-OD-B-501-N
[5 empty] | Socketweld | Socketweld | B | 1/2" | [9 empty] | mm |  | 0.5 | [5 empty] | New |  |  |  | 346158 | SKID GAS |  |  |  |  | 1/2"-OD-B-501-N
[5 empty] | Socketweld | Socketweld | B | 1/2" | [9 empty] | mm |  | 0.5 | [5 empty] | New |  |  |  | 346164 | SKID GAS |  |  |  |  | 1/2"-OD-B-501-N
[5 empty] | Socketweld | Socketweld | B | 1/2" | [9 empty] | mm |  | 0.5 | [5 empty] | New |  |  |  | 347304 | SKID GAS |  |  |  |  | 1/2"-DO-B-503-N
[5 empty] | Socketweld | Socketweld | B | 1/2" | [9 empty] | mm |  | 0.5 | [5 empty] | New |  |  |  | 347310 | SKID GAS |  |  |  |  | 1/2"-DO-B-503-N
[5 empty] | Socketweld | Socketweld | B | 1/2" | [9 empty] | mm |  | 0.5 | [5 empty] | New |  |  |  | 347316 | SKID GAS |  |  |  |  | 1/2"-DO-B-503-N
[5 empty] | Thread | Thread | D | 1/2" | [9 empty] | mm |  | 0.5 | [5 empty] | New |  |  |  | 347320 | SKID GAS |  |  |  |  | 1/2"-DO-B-503-N
[5 empty] | Thread | Thread | D | 1/2" | [9 empty] | mm |  | 0.5 | [5 empty] | New |  |  |  | 347334 | SKID GAS |  |  |  |  | 1/2"-DO-B-503-N
[5 empty] | Socketweld | Socketweld | D | 1/2" | [9 empty] | mm |  | 0.5 | [5 empty] | New |  |  |  | 347340 | SKID GAS |  |  |  |  | 1/2"-DO-B-503-N
[5 empty] | Socketweld | Socketweld | B | 1/2" | [9 empty] | mm |  | 0.5 | [5 empty] | New |  |  |  | 347354 | SKID GAS |  |  |  |  | 1/2"-DO-B-507-N
[5 empty] | Socketweld | Socketweld | D | 1/2" | [9 empty] | mm |  | 0.5 | [5 empty] | New |  |  |  | 347360 | SKID GAS |  |  |  |  | 1/2"-LIH-D-409-N
[5 empty] | Socketweld | Socketweld | D | 1/2" | [9 empty] | mm |  | 0.5 | [5 empty] | New |  |  |  | 347364 | SKID GAS |  |  |  |  | 1/2"-LIH-D-409-N
[5 empty] | Socketweld | Socketweld | B | 1" | [9 empty] | mm |  | 1 | [5 empty] | New |  |  |  | 347368 | SKID GAS |  |  |  |  | 1"-DO-B-505-N
[5 empty] | Thread | Thread | D | 1/2" | [9 empty] | mm |  | 0.5 | [5 empty] | New |  |  |  | 347388 | SKID GAS |  |  |  |  | 1/2"-LIH-D-409-N
[5 empty] | Socketweld | Socketweld | D | 1/2" | [9 empty] | mm |  | 0.5 | [5 empty] | New |  |  |  | 347394 | SKID GAS |  |  |  |  | 1/2"-LIH-D-409-N
[5 empty] | Socketweld | Socketweld | B | 1/2" | [9 empty] | mm |  | 0.5 | [5 empty] | New |  |  |  | 347405 | SKID GAS |  |  |  |  | 1/2"-LIH-B-410-N
[5 empty] | Socketweld | Socketweld | B | 1/2" | [9 empty] | mm |  | 0.5 | [5 empty] | New |  |  |  | 347411 | SKID GAS |  |  |  |  | 1/2"-LIH-B-410-N
[5 empty] | Socketweld | Socketweld | D | 1/2" | [9 empty] | mm |  | 0.5 | [5 empty] | New |  |  |  | 347415 | SKID GAS |  |  |  |  | 1/2"-LIH-D-409-N
[5 empty] | Socketweld | Socketweld | D | 1/2" | [9 empty] | mm |  | 0.5 | [5 empty] | New |  |  |  | 347421 | SKID GAS |  |  |  |  | 1/2"-LIH-D-409-N
[5 empty] | Socketweld | Socketweld | D | 3/4" | [9 empty] | mm |  | 0.75 | [5 empty] | New |  |  |  | 347427 | SKID GAS |  |  |  |  | 3/4"-QUI-D-704-N
[5 empty] | Socketweld | Socketweld | D | 3/4" | [9 empty] | mm |  | 0.75 | [5 empty] | New |  |  |  | 347431 | SKID GAS |  |  |  |  | 3/4"-QUI-D-704-N
[5 empty] | Socketweld | Socketweld | D | 3/4" | [9 empty] | mm |  | 0.75 | [5 empty] | New |  |  |  | 347437 | SKID GAS |  |  |  |  | 3/4"-QUI-D-702-N
GASKET SWG 1/8", RF, #150, GRAPHITE | ASME B16.20 |  |  |  | GASKET, SWG, 3" ND, 1/8" THK, 150 LB, RF, ASME B16.20 | Gasket, SWG | B | 3" |  |  | TYPE=GASKET |  | Undefined_ET |  | RF |  |  | mm | 88.9 | 3 |  |  |  | 150 |  | New |  | 0.14 | KG | 350103 | RACK PRINCIPAL |  |  |  |  | 3"-LIH-B-440-N
GASKET SWG 1/8", RF, #150, GRAPHITE | ASME B16.20 |  |  |  | GASKET, SWG, 2" ND, 1/8" THK, 150 LB, RF, ASME B16.20 | Gasket, SWG | B | 2" |  |  | TYPE=GASKET |  | Undefined_ET |  | RF |  |  | mm | 60.325 | 2 |  |  |  | 150 |  | New |  | 0.09 | KG | 350106 | RACK PRINCIPAL |  |  |  |  | 2"-LIH-B-428-N
GASKET SWG 1/8", RF, #150, GRAPHITE | ASME B16.20 |  |  |  | GASKET, SWG, 2" ND, 1/8" THK, 150 LB, RF, ASME B16.20 | Gasket, SWG | B | 2" |  |  | TYPE=GASKET |  | Undefined_ET |  | RF |  |  | mm | 60.325 | 2 |  |  |  | 150 |  | New |  | 0.09 | KG | 350107 | RACK PRINCIPAL |  |  |  |  | 2"-LIH-B-428-N
GASKET SWG 1/8", RF, #150, GRAPHITE | ASME B16.20 |  |  |  | GASKET, SWG, 3" ND, 1/8" THK, 150 LB, RF, ASME B16.20 | Gasket, SWG | B | 3" |  |  | TYPE=GASKET |  | Undefined_ET |  | RF |  |  | mm | 88.9 | 3 |  |  |  | 150 |  | New |  | 0.14 | KG | 350108 | RACK PRINCIPAL |  |  |  |  | 3"-LIH-B-426-N
GASKET SWG 1/8", RF, #150, GRAPHITE | ASME B16.20 |  |  |  | GASKET, SWG, 3" ND, 1/8" THK, 150 LB, RF, ASME B16.20 | Gasket, SWG | B | 3" |  |  | TYPE=GASKET |  | Undefined_ET |  | RF |  |  | mm | 88.9 | 3 |  |  |  | 150 |  | New |  | 0.14 | KG | 350110 | RACK PRINCIPAL |  |  |  |  | 3"-LIH-B-440-N
GASKET SWG 1/8", RF, #150, GRAPHITE | ASME B16.20 |  |  |  | GASKET, SWG, 3" ND, 1/8" THK, 150 LB, RF, ASME B16.20 | Gasket, SWG | B | 3" |  |  | TYPE=GASKET |  | Undefined_ET |  | RF |  |  | mm | 88.9 | 3 |  |  |  | 150 |  | New |  | 0.14 | KG | 350111 | RACK PRINCIPAL |  |  |  |  | 3"-LIH-B-440-N
GASKET SWG 1/8", RF, #150, GRAPHITE | ASME B16.20 |  |  |  | GASKET, SWG, 2" ND, 1/8" THK, 150 LB, RF, ASME B16.20 | Gasket, SWG | B | 2" |  |  | TYPE=GASKET |  | Undefined_ET |  | RF |  |  | mm | 60.325 | 2 |  |  |  | 150 |  | New |  | 0.09 | KG | 350112 | RACK PRINCIPAL |  |  |  |  | 2"-LIH-B-449-N
GASKET SWG 1/8", RF, #150, GRAPHITE | ASME B16.20 |  |  |  | GASKET, SWG, 3" ND, 1/8" THK, 150 LB, RF, ASME B16.20 | Gasket, SWG | B | 3" |  |  | TYPE=GASKET |  | Undefined_ET |  | RF |  |  | mm | 88.9 | 3 |  |  |  | 150 |  | New |  | 0.14 | KG | 350113 | RACK PRINCIPAL |  |  |  |  | 3"-LIH-B-439-N
GASKET SWG 1/8", RF, #150, GRAPHITE | ASME B16.20 |  |  |  | GASKET, SWG, 3" ND, 1/8" THK, 150 LB, RF, ASME B16.20 | Gasket, SWG | B | 3" |  |  | TYPE=GASKET |  | Undefined_ET |  | RF |  |  | mm | 88.9 | 3 |  |  |  | 150 |  | New |  | 0.14 | KG | 350114 | RACK PRINCIPAL |  |  |  |  | 3"-LIH-B-440-N
GASKET SWG 1/8", RF, #150, GRAPHITE | ASME B16.20 |  |  |  | GASKET, SWG, 2" ND, 1/8" THK, 150 LB, RF, ASME B16.20 | Gasket, SWG | B | 2" |  |  | TYPE=GASKET |  | Undefined_ET |  | RF |  |  | mm | 60.325 | 2 |  |  |  | 150 |  | New |  | 0.09 | KG | 350116 | RACK PRINCIPAL |  |  |  |  | 2"-LIH-B-428-N
GASKET SWG 1/8", RF, #150, GRAPHITE | ASME B16.20 |  |  |  | GASKET, SWG, 2" ND, 1/8" THK, 150 LB, RF, ASME B16.20 | Gasket, SWG | B | 2" |  |  | TYPE=GASKET |  | Undefined_ET |  | RF |  |  | mm | 60.325 | 2 |  |  |  | 150 |  | New |  | 0.09 | KG | 350117 | RACK PRINCIPAL |  |  |  |  | 2"-LIH-B-449-N
GASKET SWG 1/8", RF, #150, GRAPHITE | ASME B16.20 |  |  |  | GASKET, SWG, 2" ND, 1/8" THK, 150 LB, RF, ASME B16.20 | Gasket, SWG | B | 2" |  |  | TYPE=GASKET |  | Undefined_ET |  | RF |  |  | mm | 60.325 | 2 |  |  |  | 150 |  | New |  | 0.09 | KG | 350118 | RACK PRINCIPAL |  |  |  |  | 2"-LIH-B-431-N
GASKET SWG 1/8", RF, #150, GRAPHITE | ASME B16.20 |  |  |  | GASKET, SWG, 2" ND, 1/8" THK, 150 LB, RF, ASME B16.20 | Gasket, SWG | B | 2" |  |  | TYPE=GASKET |  | Undefined_ET |  | RF |  |  | mm | 60.325 | 2 |  |  |  | 150 |  | New |  | 0.09 | KG | 350119 | RACK PRINCIPAL |  |  |  |  | 2"-LIH-B-449-N
GASKET SWG 1/8", RF, #150, GRAPHITE | ASME B16.20 |  |  |  | GASKET, SWG, 3" ND, 1/8" THK, 150 LB, RF, ASME B16.20 | Gasket, SWG | B | 3" |  |  | TYPE=GASKET |  | Undefined_ET |  | RF |  |  | mm | 88.9 | 3 |  |  |  | 150 |  | New |  | 0.14 | KG | 350120 | RACK PRINCIPAL |  |  |  |  | 3"-LIH-B-439-N
GASKET SWG 1/8", RF, #150, GRAPHITE | ASME B16.20 |  |  |  | GASKET, SWG, 2" ND, 1/8" THK, 150 LB, RF, ASME B16.20 | Gasket, SWG | B | 2" |  |  | TYPE=GASKET |  | Undefined_ET |  | RF |  |  | mm | 60.325 | 2 |  |  |  | 150 |  | New |  | 0.09 | KG | 350121 | RACK PRINCIPAL |  |  |  |  | 2"-LIH-B-431-N
GASKET, OVAL, RTJ, #900, B16.20 | ASME B16.20 |  |  |  | GASKET, OVAL, 3" ND, 900 LB, RTJ, ASME B16.20, | Gasket, Oval | E | 3" |  |  | TYPE=GASKET |  | Undefined_ET |  | RTJ |  |  | mm | 88.9 | 3 |  |  |  | 900 |  | New |  | 0.37 | KG | 350122 | RACK PRINCIPAL |  |  |  |  | 3"-MUL-E-006-N
GASKET, OVAL, RTJ, #900, B16.20 | ASME B16.20 |  |  |  | GASKET, OVAL, 3" ND, 900 LB, RTJ, ASME B16.20, | Gasket, Oval | E | 3" |  |  | TYPE=GASKET |  | Undefined_ET |  | RTJ |  |  | mm | 88.9 | 3 |  |  |  | 900 |  | New |  | 0.37 | KG | 350123 | RACK PRINCIPAL |  |  |  |  | 3"-MUL-E-006-N
GASKET, OVAL, RTJ, #900, B16.20 | ASME B16.20 |  |  |  | GASKET, OVAL, 3" ND, 900 LB, RTJ, ASME B16.20, | Gasket, Oval | E | 3" |  |  | TYPE=GASKET |  | Undefined_ET |  | RTJ |  |  | mm | 88.9 | 3 |  |  |  | 900 |  | New |  | 0.37 | KG | 350124 | RACK PRINCIPAL |  |  |  |  | 3"-MUL-E-006-N
GASKET, OVAL, RTJ, #900, B16.20 | ASME B16.20 |  |  |  | GASKET, OVAL, 3" ND, 900 LB, RTJ, ASME B16.20, | Gasket, Oval | E | 3" |  |  | TYPE=GASKET |  | Undefined_ET |  | RTJ |  |  | mm | 88.9 | 3 |  |  |  | 900 |  | New |  | 0.37 | KG | 350125 | RACK PRINCIPAL |  |  |  |  | 3"-MUL-E-006-N
GASKET, OVAL, RTJ, #900, B16.20 | ASME B16.20 |  |  |  | GASKET, OVAL, 4" ND, 900 LB, RTJ, ASME B16.20, | Gasket, Oval | E | 4" |  |  | TYPE=GASKET |  | Undefined_ET |  | RTJ |  |  | mm | 114.3 | 4 |  |  |  | 900 |  | New |  | 0.54 | KG | 350126 | RACK PRINCIPAL |  |  |  |  | 4"-MUL-K-002-N
GASKET, OVAL, RTJ, #900, B16.20 | ASME B16.20 |  |  |  | GASKET, OVAL, 4" ND, 900 LB, RTJ, ASME B16.20, | Gasket, Oval | E | 4" |  |  | TYPE=GASKET |  | Undefined_ET |  | RTJ |  |  | mm | 114.3 | 4 |  |  |  | 900 |  | New |  | 0.54 | KG | 350127 | RACK PRINCIPAL |  |  |  |  | 4"-MUL-E-004-N
GASKET, OVAL, RTJ, #900, B16.20 | ASME B16.20 |  |  |  | GASKET, OVAL, 4" ND, 900 LB, RTJ, ASME B16.20, | Gasket, Oval | E | 4" |  |  | TYPE=GASKET |  | Undefined_ET |  | RTJ |  |  | mm | 114.3 | 4 |  |  |  | 900 |  | New |  | 0.54 | KG | 350129 | RACK PRINCIPAL |  |  |  |  | 4"-MUL-K-002-N
GASKET, OVAL, RTJ, #900, B16.20 | ASME B16.20 |  |  |  | GASKET, OVAL, 4" ND, 900 LB, RTJ, ASME B16.20, | Gasket, Oval | E | 4" |  |  | TYPE=GASKET |  | Undefined_ET |  | RTJ |  |  | mm | 114.3 | 4 |  |  |  | 900 |  | New |  | 0.54 | KG | 350131 | RACK PRINCIPAL |  |  |  |  | 4"-MUL-E-003-N
GASKET, SWG, 1/8", RF, #600, GRAPHITE | ASME B16.20 |  |  |  | GASKET SWG | Gasket, SWG | D | 4" |  |  | TYPE=GASKET |  | Undefined_ET |  | RF |  |  | mm | 114.3 | 4 |  |  |  | 600 |  | New |  | 0.32 | KG | 350132 | RACK PRINCIPAL |  |  |  |  | 4"-PG-D-314-N
GASKET, SWG, 1/8", RF, #600, GRAPHITE | ASME B16.20 |  |  |  | GASKET SWG | Gasket, SWG | D | 4" |  |  | TYPE=GASKET |  | Undefined_ET |  | RF |  |  | mm | 114.3 | 4 |  |  |  | 600 |  | New |  | 0.32 | KG | 350134 | RACK PRINCIPAL |  |  |  |  | 4"-MUL-D-014-N
GASKET, SWG, 1/8", RF, #600, GRAPHITE | ASME B16.20 |  |  |  | GASKET SWG | Gasket, SWG | D | 4" |  |  | TYPE=GASKET |  | Undefined_ET |  | RF |  |  | mm | 114.3 | 4 |  |  |  | 600 |  | New |  | 0.32 | KG | 350135 | RACK PRINCIPAL |  |  |  |  | 4"-MUL-D-012-N
GASKET, SWG, 1/8", RF, #600, GRAPHITE | ASME B16.20 |  |  |  | GASKET SWG | Gasket, SWG | D | 4" |  |  | TYPE=GASKET |  | Undefined_ET |  | RF |  |  | mm | 114.3 | 4 |  |  |  | 600 |  | New |  | 0.32 | KG | 350136 | RACK PRINCIPAL |  |  |  |  | 4"-MUL-D-012-N
GASKET, SWG, 1/8", RF, #600, GRAPHITE | ASME B16.20 |  |  |  | GASKET SWG | Gasket, SWG | D | 4" |  |  | TYPE=GASKET |  | Undefined_ET |  | RF |  |  | mm | 114.3 | 4 |  |  |  | 600 |  | New |  | 0.32 | KG | 350137 | RACK PRINCIPAL |  |  |  |  | 4"-MUL-D-014-N
GASKET SWG 1/8", RF, #150, GRAPHITE | ASME B16.20 |  |  |  | GASKET, SWG, 2" ND, 1/8" THK, 150 LB, RF, ASME B16.20 | Gasket, SWG | B | 2" |  |  | TYPE=GASKET |  | Undefined_ET |  | RF |  |  | mm | 60.325 | 2 |  |  |  | 150 |  | New |  | 0.09 | KG | 350139 | RACK PRINCIPAL |  |  |  |  | 2"-LIH-B-442-N
GASKET SWG 1/8", RF, #150, GRAPHITE | ASME B16.20 |  |  |  | GASKET, SWG, 2" ND, 1/8" THK, 150 LB, RF, ASME B16.20 | Gasket, SWG | B | 2" |  |  | TYPE=GASKET |  | Undefined_ET |  | RF |  |  | mm | 60.325 | 2 |  |  |  | 150 |  | New |  | 0.09 | KG | 350140 | RACK PRINCIPAL |  |  |  |  | 2"-LIH-B-414-N
GASKET SWG 1/8", RF, #150, GRAPHITE | ASME B16.20 |  |  |  | GASKET, SWG, 2" ND, 1/8" THK, 150 LB, RF, ASME B16.20 | Gasket, SWG | B | 2" |  |  | TYPE=GASKET |  | Undefined_ET |  | RF |  |  | mm | 60.325 | 2 |  |  |  | 150 |  | New |  | 0.09 | KG | 350141 | RACK PRINCIPAL |  |  |  |  | 2"-LIH-B-417-N
GASKET SWG 1/8", RF, #150, GRAPHITE | ASME B16.20 |  |  |  | GASKET, SWG, 2" ND, 1/8" THK, 150 LB, RF, ASME B16.20 | Gasket, SWG | B | 2" |  |  | TYPE=GASKET |  | Undefined_ET |  | RF |  |  | mm | 60.325 | 2 |  |  |  | 150 |  | New |  | 0.09 | KG | 350142 | RACK PRINCIPAL |  |  |  |  | 2"-LIH-B-417-N
GASKET SWG 1/8", RF, #150, GRAPHITE | ASME B16.20 |  |  |  | GASKET, SWG, 2" ND, 1/8" THK, 150 LB, RF, ASME B16.20 | Gasket, SWG | B | 2" |  |  | TYPE=GASKET |  | Undefined_ET |  | RF |  |  | mm | 60.325 | 2 |  |  |  | 150 |  | New |  | 0.09 | KG | 350143 | RACK PRINCIPAL |  |  |  |  | 2"-LIH-B-442-N
GASKET SWG 1/8", RF, #150, GRAPHITE | ASME B16.20 |  |  |  | GASKET, SWG, 3" ND, 1/8" THK, 150 LB, RF, ASME B16.20 | Gasket, SWG | B | 3" |  |  | TYPE=GASKET |  | Undefined_ET |  | RF |  |  | mm | 88.9 | 3 |  |  |  | 150 |  | New |  | 0.14 | KG | 350144 | RACK PRINCIPAL |  |  |  |  | 3"-LIH-B-426-N
GASKET SWG 1/8", RF, #150, GRAPHITE | ASME B16.20 |  |  |  | GASKET, SWG, 3" ND, 1/8" THK, 150 LB, RF, ASME B16.20 | Gasket, SWG | B | 3" |  |  | TYPE=GASKET |  | Undefined_ET |  | RF |  |  | mm | 88.9 | 3 |  |  |  | 150 |  | New |  | 0.14 | KG | 350145 | RACK PRINCIPAL |  |  |  |  | 3"-LIH-B-439-N
GASKET SWG 1/8", RF, #150, GRAPHITE | ASME B16.20 |  |  |  | GASKET, SWG, 2" ND, 1/8" THK, 150 LB, RF, ASME B16.20 | Gasket, SWG | B | 2" |  |  | TYPE=GASKET |  | Undefined_ET |  | RF |  |  | mm | 60.325 | 2 |  |  |  | 150 |  | New |  | 0.09 | KG | 350146 | RACK PRINCIPAL |  |  |  |  | 2"-LIH-B-431-N
GASKET SWG 1/8", RF, #150, GRAPHITE | ASME B16.20 |  |  |  | GASKET, SWG, 6" ND, 1/8" THK, 150 LB, RF, ASME B16.20 | Gasket, SWG | B | 6" |  |  | TYPE=GASKET |  | Undefined_ET |  | RF |  |  | mm | 168.275 | 6 |  |  |  | 150 |  | New |  | 0.3 | KG | 350147 | RACK PRINCIPAL |  |  |  |  | 6"-FH-B-325-N
GASKET SWG 1/8", RF, #150, GRAPHITE | ASME B16.20 |  |  |  | GASKET, SWG, 6" ND, 1/8" THK, 150 LB, RF, ASME B16.20 | Gasket, SWG | B | 6" |  |  | TYPE=GASKET |  | Undefined_ET |  | RF |  |  | mm | 168.275 | 6 |  |  |  | 150 |  | New |  | 0.3 | KG | 350148 | RACK PRINCIPAL |  |  |  |  | 6"-FH-B-325-N
GASKET SWG 1/8", RF, #150, GRAPHITE | ASME B16.20 |  |  |  | GASKET, SWG, 6" ND, 1/8" THK, 150 LB, RF, ASME B16.20 | Gasket, SWG | B | 6" |  |  | TYPE=GASKET |  | Undefined_ET |  | RF |  |  | mm | 168.275 | 6 |  |  |  | 150 |  | New |  | 0.3 | KG | 350149 | RACK PRINCIPAL |  |  |  |  | 6"-FH-B-325-N
GASKET SWG 1/8", RF, #150, GRAPHITE | ASME B16.20 |  |  |  | GASKET, SWG, 6" ND, 1/8" THK, 150 LB, RF, ASME B16.20 | Gasket, SWG | B | 6" |  |  | TYPE=GASKET |  | Undefined_ET |  | RF |  |  | mm | 168.275 | 6 |  |  |  | 150 |  | New |  | 0.3 | KG | 350150 | RACK PRINCIPAL |  |  |  |  | 6"-FH-B-325-N
GASKET SWG 1/8", RF, #150, GRAPHITE | ASME B16.20 |  |  |  | GASKET, SWG, 6" ND, 1/8" THK, 150 LB, RF, ASME B16.20 | Gasket, SWG | B | 6" |  |  | TYPE=GASKET |  | Undefined_ET |  | RF |  |  | mm | 168.275 | 6 |  |  |  | 150 |  | New |  | 0.3 | KG | 350151 | RACK PRINCIPAL |  |  |  |  | 6"-FH-B-325-N
GASKET SWG 1/8", RF, #150, GRAPHITE | ASME B16.20 |  |  |  | GASKET, SWG, 6" ND, 1/8" THK, 150 LB, RF, ASME B16.20 | Gasket, SWG | B | 6" |  |  | TYPE=GASKET |  | Undefined_ET |  | RF |  |  | mm | 168.275 | 6 |  |  |  | 150 |  | New |  | 0.3 | KG | 350152 | RACK PRINCIPAL |  |  |  |  | 6"-FH-B-325-N
GASKET SWG 1/8", RF, #150, GRAPHITE | ASME B16.20 |  |  |  | GASKET, SWG, 6" ND, 1/8" THK, 150 LB, RF, ASME B16.20 | Gasket, SWG | B | 6" |  |  | TYPE=GASKET |  | Undefined_ET |  | RF |  |  | mm | 168.275 | 6 |  |  |  | 150 |  | New |  | 0.3 | KG | 350153 | RACK PRINCIPAL |  |  |  |  | 6"-FH-B-325-N
GASKET SWG 1/8", RF, #150, GRAPHITE | ASME B16.20 |  |  |  | GASKET, SWG, 6" ND, 1/8" THK, 150 LB, RF, ASME B16.20 | Gasket, SWG | B | 6" |  |  | TYPE=GASKET |  | Undefined_ET |  | RF |  |  | mm | 168.275 | 6 |  |  |  | 150 |  | New |  | 0.3 | KG | 350154 | RACK PRINCIPAL |  |  |  |  | 6"-FH-B-325-N
GASKET SWG 1/8", RF, #150, GRAPHITE | ASME B16.20 |  |  |  | GASKET, SWG, 3" ND, 1/8" THK, 150 LB, RF, ASME B16.20 | Gasket, SWG | B | 3" |  |  | TYPE=GASKET |  | Undefined_ET |  | RF |  |  | mm | 88.9 | 3 |  |  |  | 150 |  | New |  | 0.14 | KG | 350155 | RACK PRINCIPAL |  |  |  |  | 3"-LIH-B-439-N
GASKET SWG 1/8", RF, #150, GRAPHITE | ASME B16.20 |  |  |  | GASKET, SWG, 2" ND, 1/8" THK, 150 LB, RF, ASME B16.20 | Gasket, SWG | B | 2" |  |  | TYPE=GASKET |  | Undefined_ET |  | RF |  |  | mm | 60.325 | 2 |  |  |  | 150 |  | New |  | 0.09 | KG | 350156 | RACK PRINCIPAL |  |  |  |  | 3"-R-B-609-N
GASKET SWG 1/8", RF, #150, GRAPHITE | ASME B16.20 |  |  |  | GASKET, SWG, 2" ND, 1/8" THK, 150 LB, RF, ASME B16.20 | Gasket, SWG | B | 2" |  |  | TYPE=GASKET |  | Undefined_ET |  | RF |  |  | mm | 60.325 | 2 |  |  |  | 150 |  | New |  | 0.09 | KG | 350157 | RACK PRINCIPAL |  |  |  |  | 3"-R-B-607-N
GASKET, SWG, 1/8", RF, #600, GRAPHITE | ASME B16.20 |  |  |  | GASKET SWG | Gasket, SWG | D | 4" |  |  | TYPE=GASKET |  | Undefined_ET |  | RF |  |  | mm | 114.3 | 4 |  |  |  | 600 |  | New |  | 0.32 | KG | 350158 | RACK PRINCIPAL |  |  |  |  | 4"-PG-D-332-N
GASKET, OVAL, RTJ, #900, B16.20 | ASME B16.20 |  |  |  | GASKET, OVAL, 3" ND, 900 LB, RTJ, ASME B16.20, | Gasket, Oval | E | 3" |  |  | TYPE=GASKET |  | Undefined_ET |  | RTJ |  |  | mm | 88.9 | 3 |  |  |  | 900 |  | New |  | 0.37 | KG | 350163 | RACK PRINCIPAL |  |  |  |  | 3"-MUL-E-005-N
GASKET, OVAL, RTJ, #900, B16.20 | ASME B16.20 |  |  |  | GASKET, OVAL, 3" ND, 900 LB, RTJ, ASME B16.20, | Gasket, Oval | E | 3" |  |  | TYPE=GASKET |  | Undefined_ET |  | RTJ |  |  | mm | 88.9 | 3 |  |  |  | 900 |  | New |  | 0.37 | KG | 350164 | RACK PRINCIPAL |  |  |  |  | 3"-MUL-E-005-N
GASKET, OVAL, RTJ, #900, B16.20 | ASME B16.20 |  |  |  | GASKET, OVAL, 3" ND, 900 LB, RTJ, ASME B16.20, | Gasket, Oval | E | 3" |  |  | TYPE=GASKET |  | Undefined_ET |  | RTJ |  |  | mm | 88.9 | 3 |  |  |  | 900 |  | New |  | 0.37 | KG | 350165 | RACK PRINCIPAL |  |  |  |  | 3"-MUL-E-005-N
GASKET, OVAL, RTJ, #900, B16.20 | ASME B16.20 |  |  |  | GASKET, OVAL, 4" ND, 900 LB, RTJ, ASME B16.20, | Gasket, Oval | E | 4" |  |  | TYPE=GASKET |  | Undefined_ET |  | RTJ |  |  | mm | 114.3 | 4 |  |  |  | 900 |  | New |  | 0.54 | KG | 350166 | RACK PRINCIPAL |  |  |  |  | 4"-MUL-K-002-N
GASKET, OVAL, RTJ, #900, B16.20 | ASME B16.20 |  |  |  | GASKET, OVAL, 3" ND, 900 LB, RTJ, ASME B16.20, | Gasket, Oval | E | 3" |  |  | TYPE=GASKET |  | Undefined_ET |  | RTJ |  |  | mm | 88.9 | 3 |  |  |  | 900 |  | New |  | 0.37 | KG | 350167 | RACK PRINCIPAL |  |  |  |  | 3"-MUL-E-005-N
GASKET, OVAL, RTJ, #900, B16.20 | ASME B16.20 |  |  |  | GASKET, OVAL, 4" ND, 900 LB, RTJ, ASME B16.20, | Gasket, Oval | E | 4" |  |  | TYPE=GASKET |  | Undefined_ET |  | RTJ |  |  | mm | 114.3 | 4 |  |  |  | 900 |  | New |  | 0.54 | KG | 350168 | RACK PRINCIPAL |  |  |  |  | 4"-MUL-K-002-N
GASKET, SWG, 1/8", RF, #600, GRAPHITE | ASME B16.20 |  |  |  | GASKET SWG | Gasket, SWG | D | 3" |  |  | TYPE=GASKET |  | Undefined_ET |  | RF |  |  | mm | 88.9 | 3 |  |  |  | 600 |  | New |  | 0.19 | KG | 350169 | RACK PRINCIPAL |  |  |  |  | 3"-MUL-D-009-N
GASKET, SWG, 1/8", RF, #600, GRAPHITE | ASME B16.20 |  |  |  | GASKET SWG | Gasket, SWG | D | 3" |  |  | TYPE=GASKET |  | Undefined_ET |  | RF |  |  | mm | 88.9 | 3 |  |  |  | 600 |  | New |  | 0.19 | KG | 350170 | RACK PRINCIPAL |  |  |  |  | 3"-MUL-D-009-N
GASKET, SWG, 1/8", RF, #600, GRAPHITE | ASME B16.20 |  |  |  | GASKET SWG | Gasket, SWG | D | 3" |  |  | TYPE=GASKET |  | Undefined_ET |  | RF |  |  | mm | 88.9 | 3 |  |  |  | 600 |  | New |  | 0.19 | KG | 350171 | RACK PRINCIPAL |  |  |  |  | 3"-MUL-D-008-N
GASKET, SWG, 1/8", RF, #600, GRAPHITE | ASME B16.20 |  |  |  | GASKET SWG | Gasket, SWG | D | 3" |  |  | TYPE=GASKET |  | Undefined_ET |  | RF |  |  | mm | 88.9 | 3 |  |  |  | 600 |  | New |  | 0.19 | KG | 350172 | RACK PRINCIPAL |  |  |  |  | 3"-MUL-D-009-N
GASKET, SWG, 1/8", RF, #600, GRAPHITE | ASME B16.20 |  |  |  | GASKET SWG | Gasket, SWG | D | 3" |  |  | TYPE=GASKET |  | Undefined_ET |  | RF |  |  | mm | 88.9 | 3 |  |  |  | 600 |  | New |  | 0.19 | KG | 350173 | RACK PRINCIPAL |  |  |  |  | 3"-MUL-D-008-N
GASKET, SWG, 1/8", RF, #600, GRAPHITE | ASME B16.20 |  |  |  | GASKET SWG | Gasket, SWG | D | 3" |  |  | TYPE=GASKET |  | Undefined_ET |  | RF |  |  | mm | 88.9 | 3 |  |  |  | 600 |  | New |  | 0.19 | KG | 350174 | RACK PRINCIPAL |  |  |  |  | 3"-MUL-D-008-N
GASKET, OVAL, RTJ, #900, B16.20 | ASME B16.20 |  |  |  | GASKET, OVAL, 2" ND, 900 LB, RTJ, ASME B16.20, | Gasket, Oval | E | 2" |  |  | TYPE=GASKET |  | Undefined_ET |  | RTJ |  |  | mm | 60.325 | 2 |  |  |  | 900 |  | New |  | 0.22 | KG | 350179 | RACK PRINCIPAL |  |  |  |  | 3"-MUL-E-006-N
GASKET, OVAL, RTJ, #900, B16.20 | ASME B16.20 |  |  |  | GASKET, OVAL, 2" ND, 900 LB, RTJ, ASME B16.20, | Gasket, Oval | E | 2" |  |  | TYPE=GASKET |  | Undefined_ET |  | RTJ |  |  | mm | 60.325 | 2 |  |  |  | 900 |  | New |  | 0.22 | KG | 350180 | RACK PRINCIPAL |  |  |  |  | 3"-MUL-E-005-N
GASKET, OVAL, RTJ, #900, B16.20 | ASME B16.20 |  |  |  | GASKET, OVAL, 2" ND, 900 LB, RTJ, ASME B16.20, | Gasket, Oval | E | 2" |  |  | TYPE=GASKET |  | Undefined_ET |  | RTJ |  |  | mm | 60.325 | 2 |  |  |  | 900 |  | New |  | 0.22 | KG | 350181 | RACK PRINCIPAL |  |  |  |  | 3"-MUL-E-006-N
GASKET, OVAL, RTJ, #900, B16.20 | ASME B16.20 |  |  |  | GASKET, OVAL, 2" ND, 900 LB, RTJ, ASME B16.20, | Gasket, Oval | E | 2" |  |  | TYPE=GASKET |  | Undefined_ET |  | RTJ |  |  | mm | 60.325 | 2 |  |  |  | 900 |  | New |  | 0.22 | KG | 350182 | RACK PRINCIPAL |  |  |  |  | 3"-MUL-E-005-N
GASKET SWG 1/8", RF, #150, GRAPHITE | ASME B16.20 |  |  |  | GASKET, SWG, 6" ND, 1/8" THK, 150 LB, RF, ASME B16.20 | Gasket, SWG | B | 6" |  |  | TYPE=GASKET |  | Undefined_ET |  | RF |  |  | mm | 168.275 | 6 |  |  |  | 150 |  | New |  | 0.3 | KG | 350183 | RACK PRINCIPAL |  |  |  |  | 6"-FH-B-325-N
GASKET SWG 1/8", RF, #150, GRAPHITE | ASME B16.20 |  |  |  | GASKET, SWG, 6" ND, 1/8" THK, 150 LB, RF, ASME B16.20 | Gasket, SWG | B | 6" |  |  | TYPE=GASKET |  | Undefined_ET |  | RF |  |  | mm | 168.275 | 6 |  |  |  | 150 |  | New |  | 0.3 | KG | 350184 | RACK PRINCIPAL |  |  |  |  | 6"-FH-B-619-N
GASKET SWG 1/8", RF, #150, GRAPHITE | ASME B16.20 |  |  |  | GASKET, SWG, 2" ND, 1/8" THK, 150 LB, RF, ASME B16.20 | Gasket, SWG | B | 2" |  |  | TYPE=GASKET |  | Undefined_ET |  | RF |  |  | mm | 60.325 | 2 |  |  |  | 150 |  | New |  | 0.09 | KG | 350185 | RACK PRINCIPAL |  |  |  |  | 3/4"-FG-B-322-N
GASKET SWG 1/8", RF, #150, GRAPHITE | ASME B16.20 |  |  |  | GASKET, SWG, 2" ND, 1/8" THK, 150 LB, RF, ASME B16.20 | Gasket, SWG | B | 2" |  |  | TYPE=GASKET |  | Undefined_ET |  | RF |  |  | mm | 60.325 | 2 |  |  |  | 150 |  | New |  | 0.09 | KG | 350186 | RACK PRINCIPAL |  |  |  |  | 3/4"-FG-B-322-N
GASKET SWG 1/8", RF, #150, GRAPHITE | ASME B16.20 |  |  |  | GASKET, SWG, 2" ND, 1/8" THK, 150 LB, RF, ASME B16.20 | Gasket, SWG | B | 2" |  |  | TYPE=GASKET |  | Undefined_ET |  | RF |  |  | mm | 60.325 | 2 |  |  |  | 150 |  | New |  | 0.09 | KG | 350187 | RACK PRINCIPAL |  |  |  |  | 3/4"-FG-B-322-N
GASKET SWG 1/8", RF, #150, GRAPHITE | ASME B16.20 |  |  |  | GASKET, SWG, 2" ND, 1/8" THK, 150 LB, RF, ASME B16.20 | Gasket, SWG | B | 2" |  |  | TYPE=GASKET |  | Undefined_ET |  | RF |  |  | mm | 60.325 | 2 |  |  |  | 150 |  | New |  | 0.09 | KG | 350188 | RACK PRINCIPAL |  |  |  |  | 2"-LIH-B-413-N
GASKET SWG 1/8", RF, #150, GRAPHITE | ASME B16.20 |  |  |  | GASKET, SWG, 2" ND, 1/8" THK, 150 LB, RF, ASME B16.20 | Gasket, SWG | B | 2" |  |  | TYPE=GASKET |  | Undefined_ET |  | RF |  |  | mm | 60.325 | 2 |  |  |  | 150 |  | New |  | 0.09 | KG | 350189 | RACK PRINCIPAL |  |  |  |  | 1 1/2"-LIH-B-421-N
GASKET SWG 1/8", RF, #150, GRAPHITE | ASME B16.20 |  |  |  | GASKET, SWG, 2" ND, 1/8" THK, 150 LB, RF, ASME B16.20 | Gasket, SWG | B | 2" |  |  | TYPE=GASKET |  | Undefined_ET |  | RF |  |  | mm | 60.325 | 2 |  |  |  | 150 |  | New |  | 0.09 | KG | 350190 | RACK PRINCIPAL |  |  |  |  | 1 1/2"-LIH-B-421-N
GASKET SWG 1/8", RF, #150, GRAPHITE | ASME B16.20 |  |  |  | GASKET, SWG, 2" ND, 1/8" THK, 150 LB, RF, ASME B16.20 | Gasket, SWG | B | 2" |  |  | TYPE=GASKET |  | Undefined_ET |  | RF |  |  | mm | 60.325 | 2 |  |  |  | 150 |  | New |  | 0.09 | KG | 350191 | RACK PRINCIPAL |  |  |  |  | 1 1/2"-LIH-B-421-N
GASKET SWG 1/8", RF, #150, GRAPHITE | ASME B16.20 |  |  |  | GASKET, SWG, 1" ND, 1/8" THK, 150 LB, RF, ASME B16.20 | Gasket, SWG | B | 1" |  |  | TYPE=GASKET |  | Undefined_ET |  | RF |  |  | mm | 33.401 | 1 |  |  |  | 150 |  | New |  | 0.04 | KG | 350193 | RACK PRINCIPAL |  |  |  |  | 2"-LIH-B-449-N
GASKET SWG 1/8", RF, #150, GRAPHITE | ASME B16.20 |  |  |  | GASKET, SWG, 1" ND, 1/8" THK, 150 LB, RF, ASME B16.20 | Gasket, SWG | B | 1" |  |  | TYPE=GASKET |  | Undefined_ET |  | RF |  |  | mm | 33.401 | 1 |  |  |  | 150 |  | New |  | 0.04 | KG | 350194 | RACK PRINCIPAL |  |  |  |  | 2"-LIH-B-428-N
GASKET SWG 1/8", RF, #150, GRAPHITE | ASME B16.20 |  |  |  | GASKET, SWG, 1 1/2" ND, 1/8" THK, 150 LB, RF, ASME B16.20 | Gasket, SWG | B | 1 1/2" |  |  | TYPE=GASKET |  | Undefined_ET |  | RF |  |  | mm | 48.26 | 1.5 |  |  |  | 150 |  | New |  | 0.06 | KG | 350195 | RACK PRINCIPAL |  |  |  |  | 3"-LIH-B-439-N
GASKET SWG 1/8", RF, #150, GRAPHITE | ASME B16.20 |  |  |  | GASKET, SWG, 1 1/2" ND, 1/8" THK, 150 LB, RF, ASME B16.20 | Gasket, SWG | B | 1 1/2" |  |  | TYPE=GASKET |  | Undefined_ET |  | RF |  |  | mm | 48.26 | 1.5 |  |  |  | 150 |  | New |  | 0.06 | KG | 350196 | RACK PRINCIPAL |  |  |  |  | 3"-LIH-B-440-N
GASKET, SWG, 1/8", RF, #600, GRAPHITE | ASME B16.20 |  |  |  | GASKET SWG | Gasket, SWG | D | 4" |  |  | TYPE=GASKET |  | Undefined_ET |  | RF |  |  | mm | 114.3 | 4 |  |  |  | 600 |  | New |  | 0.32 | KG | 350205 | RACK PRINCIPAL |  |  |  |  | 4"-PG-D-332-N
GASKET, SWG, 1/8", RF, #600, GRAPHITE | ASME B16.20 |  |  |  | GASKET SWG | Gasket, SWG | D | 4" |  |  | TYPE=GASKET |  | Undefined_ET |  | RF |  |  | mm | 114.3 | 4 |  |  |  | 600 |  | New |  | 0.32 | KG | 350206 | RACK PRINCIPAL |  |  |  |  | 4"-PG-D-332-N
[5 empty] | Buttweld | Buttweld | B | 2" | [9 empty] | mm |  | 2 | [5 empty] | New |  |  |  | 350216 | RACK PRINCIPAL |  |  |  |  | 2"-LIH-B-428-N
[5 empty] | Buttweld | Buttweld | B | 3" | [9 empty] | mm |  | 3 | [5 empty] | New |  |  |  | 350218 | RACK PRINCIPAL |  |  |  |  | 3"-LIH-B-426-N
[5 empty] | Buttweld | Buttweld | B | 2" | [9 empty] | mm |  | 2 | [5 empty] | New |  |  |  | 350220 | RACK PRINCIPAL |  |  |  |  | 2"-LIH-B-428-N
[5 empty] | Buttweld | Buttweld | B | 3" | [9 empty] | mm |  | 3 | [5 empty] | New |  |  |  | 350223 | RACK PRINCIPAL |  |  |  |  | 3"-LIH-B-426-N
[5 empty] | Buttweld | Buttweld | B | 2" | [9 empty] | mm |  | 2 | [5 empty] | New |  |  |  | 350227 | RACK PRINCIPAL |  |  |  |  | 2"-LIH-B-431-N
[5 empty] | Buttweld | Buttweld | B | 3" | [9 empty] | mm |  | 3 | [5 empty] | New |  |  |  | 350229 | RACK PRINCIPAL |  |  |  |  | 3"-LIH-B-426-N
[5 empty] | Buttweld | Buttweld | B | 2" | [9 empty] | mm |  | 2 | [5 empty] | New |  |  |  | 350232 | RACK PRINCIPAL |  |  |  |  | 2"-LIH-B-431-N
[5 empty] | Buttweld | Buttweld | B | 2" | [9 empty] | mm |  | 2 | [5 empty] | New |  |  |  | 350233 | RACK PRINCIPAL |  |  |  |  | 2"-LIH-B-428-N
[5 empty] | Buttweld | Buttweld | B | 2" | [9 empty] | mm |  | 2 | [5 empty] | New |  |  |  | 350234 | RACK PRINCIPAL |  |  |  |  | 2"-LIH-B-431-N
[5 empty] | Buttweld | Buttweld | B | 6" | [9 empty] | mm |  | 6 | [5 empty] | New |  |  |  | 350235 | RACK PRINCIPAL |  |  |  |  | 6"-FH-B-325-N
[5 empty] | Buttweld | Buttweld | B | 6" | [9 empty] | mm |  | 6 | [5 empty] | New |  |  |  | 350236 | RACK PRINCIPAL |  |  |  |  | 6"-FH-B-325-N
[5 empty] | Buttweld | Buttweld | B | 6" | [9 empty] | mm |  | 6 | [5 empty] | New |  |  |  | 350237 | RACK PRINCIPAL |  |  |  |  | 6"-FH-B-325-N
[5 empty] | Buttweld | Buttweld | B | 6" | [9 empty] | mm |  | 6 | [5 empty] | New |  |  |  | 350238 | RACK PRINCIPAL |  |  |  |  | 6"-FH-B-325-N
[5 empty] | Buttweld | Buttweld | B | 6" | [9 empty] | mm |  | 6 | [5 empty] | New |  |  |  | 350239 | RACK PRINCIPAL |  |  |  |  | 6"-FH-B-325-N
[5 empty] | Buttweld | Buttweld | B | 2" | [9 empty] | mm |  | 2 | [5 empty] | New |  |  |  | 350240 | RACK PRINCIPAL |  |  |  |  | 3"-R-B-609-N
[5 empty] | Buttweld | Buttweld | B | 2" | [9 empty] | mm |  | 2 | [5 empty] | New |  |  |  | 350241 | RACK PRINCIPAL |  |  |  |  | 2"-LIH-B-449-N
[5 empty] | Buttweld | Buttweld | B | 3" | [9 empty] | mm |  | 3 | [5 empty] | New |  |  |  | 350242 | RACK PRINCIPAL |  |  |  |  | 3"-LIH-B-426-N
[5 empty] | Buttweld | Buttweld | E | 2" | [9 empty] | mm |  | 2 | [5 empty] | New |  |  |  | 350244 | RACK PRINCIPAL |  |  |  |  | 3"-MUL-E-006-N
[5 empty] | Buttweld | Buttweld | E | 2" | [9 empty] | mm |  | 2 | [5 empty] | New |  |  |  | 350247 | RACK PRINCIPAL |  |  |  |  | 3"-MUL-E-006-N
[5 empty] | Buttweld | Buttweld | E | 3" | [9 empty] | mm |  | 3 | [5 empty] | New |  |  |  | 350248 | RACK PRINCIPAL |  |  |  |  | 3"-MUL-E-006-N
[5 empty] | Buttweld | Buttweld | E | 2" | [9 empty] | mm |  | 2 | [5 empty] | New |  |  |  | 350249 | RACK PRINCIPAL |  |  |  |  | 3"-MUL-E-006-N
[5 empty] | Buttweld | Buttweld | E | 4" | [9 empty] | mm |  | 4 | [5 empty] | New |  |  |  | 350251 | RACK PRINCIPAL |  |  |  |  | 4"-MUL-E-004-N
[5 empty] | Buttweld | Buttweld | E | 4" | [9 empty] | mm |  | 4 | [5 empty] | New |  |  |  | 350252 | RACK PRINCIPAL |  |  |  |  | 4"-MUL-E-003-N
[5 empty] | Buttweld | Buttweld | D | 4" | [9 empty] | mm |  | 4 | [5 empty] | New |  |  |  | 350253 | RACK PRINCIPAL |  |  |  |  | 4"-PG-D-314-N
[5 empty] | Buttweld | Buttweld | E | 3" | [9 empty] | mm |  | 3 | [5 empty] | New |  |  |  | 350257 | RACK PRINCIPAL |  |  |  |  | 3"-MUL-E-006-N
[5 empty] | Buttweld | Buttweld | E | 3" | [9 empty] | mm |  | 3 | [5 empty] | New |  |  |  | 350258 | RACK PRINCIPAL |  |  |  |  | 3"-MUL-E-006-N
[5 empty] | Buttweld | Buttweld | D | 4" | [9 empty] | mm |  | 4 | [5 empty] | New |  |  |  | 350261 | RACK PRINCIPAL |  |  |  |  | 4"-MUL-D-012-N
[5 empty] | Buttweld | Buttweld | D | 4" | [9 empty] | mm |  | 4 | [5 empty] | New |  |  |  | 350262 | RACK PRINCIPAL |  |  |  |  | 4"-MUL-D-012-N
[5 empty] | Buttweld | Buttweld | D | 4" | [9 empty] | mm |  | 4 | [5 empty] | New |  |  |  | 350269 | RACK PRINCIPAL |  |  |  |  | 4"-PG-D-314-N
[5 empty] | Buttweld | Buttweld | D | 4" | [9 empty] | mm |  | 4 | [5 empty] | New |  |  |  | 350270 | RACK PRINCIPAL |  |  |  |  | 4"-PG-D-314-N
[5 empty] | Buttweld | Buttweld | B | 1 1/2" | [9 empty] | mm |  | 1.5 | [5 empty] | New |  |  |  | 350271 | RACK PRINCIPAL |  |  |  |  | 2"-LIH-B-442-N
[5 empty] | Buttweld | Buttweld | B | 1 1/2" | [9 empty] | mm |  | 1.5 | [5 empty] | New |  |  |  | 350272 | RACK PRINCIPAL |  |  |  |  | 2"-LIH-B-417-N
[5 empty] | Buttweld | Buttweld | B | 2" | [9 empty] | mm |  | 2 | [5 empty] | New |  |  |  | 350273 | RACK PRINCIPAL |  |  |  |  | 2"-LIH-B-417-N
[5 empty] | Buttweld | Buttweld | B | 2" | [9 empty] | mm |  | 2 | [5 empty] | New |  |  |  | 350274 | RACK PRINCIPAL |  |  |  |  | 2"-LIH-B-442-N
[5 empty] | Buttweld | Buttweld | B | 2" | [9 empty] | mm |  | 2 | [5 empty] | New |  |  |  | 350275 | RACK PRINCIPAL |  |  |  |  | 2"-LIH-B-414-N
[5 empty] | Buttweld | Buttweld | B | 2" | [9 empty] | mm |  | 2 | [5 empty] | New |  |  |  | 350276 | RACK PRINCIPAL |  |  |  |  | 2"-LIH-B-414-N
[5 empty] | Buttweld | Buttweld | B | 2" | [9 empty] | mm |  | 2 | [5 empty] | New |  |  |  | 350277 | RACK PRINCIPAL |  |  |  |  | 2"-LIH-B-414-N
[5 empty] | Buttweld | Buttweld | B | 2" | [9 empty] | mm |  | 2 | [5 empty] | New |  |  |  | 350278 | RACK PRINCIPAL |  |  |  |  | 2"-LIH-B-414-N
[5 empty] | Buttweld | Buttweld | B | 2" | [9 empty] | mm |  | 2 | [5 empty] | New |  |  |  | 350279 | RACK PRINCIPAL |  |  |  |  | 2"-LIH-B-414-N
[5 empty] | Buttweld | Buttweld | B | 3" | [9 empty] | mm |  | 3 | [5 empty] | New |  |  |  | 350288 | RACK PRINCIPAL |  |  |  |  | 3"-LIH-B-426-N
[5 empty] | Buttweld | Buttweld | B | 3" | [9 empty] | mm |  | 3 | [5 empty] | New |  |  |  | 350290 | RACK PRINCIPAL |  |  |  |  | 3"-LIH-B-426-N
[5 empty] | Buttweld | Buttweld | B | 3" | [9 empty] | mm |  | 3 | [5 empty] | New |  |  |  | 350292 | RACK PRINCIPAL |  |  |  |  | 3"-LIH-B-439-N
[5 empty] | Buttweld | Buttweld | B | 2" | [9 empty] | mm |  | 2 | [5 empty] | New |  |  |  | 350293 | RACK PRINCIPAL |  |  |  |  | 2"-LIH-B-449-N
[5 empty] | Buttweld | Buttweld | B | 2" | [9 empty] | mm |  | 2 | [5 empty] | New |  |  |  | 350294 | RACK PRINCIPAL |  |  |  |  | 2"-LIH-B-449-N
[5 empty] | Buttweld | Buttweld | D | 4" | [9 empty] | mm |  | 4 | [5 empty] | New |  |  |  | 350295 | RACK PRINCIPAL |  |  |  |  | 4"-MUL-D-012-N
[5 empty] | Buttweld | Buttweld | B | 6" | [9 empty] | mm |  | 6 | [5 empty] | New |  |  |  | 350296 | RACK PRINCIPAL |  |  |  |  | 6"-FH-B-325-N
[5 empty] | Buttweld | Buttweld | B | 6" | [9 empty] | mm |  | 6 | [5 empty] | New |  |  |  | 350297 | RACK PRINCIPAL |  |  |  |  | 6"-FH-B-325-N
[5 empty] | Buttweld | Buttweld | B | 6" | [9 empty] | mm |  | 6 | [5 empty] | New |  |  |  | 350298 | RACK PRINCIPAL |  |  |  |  | 6"-FH-B-325-N
[5 empty] | Buttweld | Buttweld | B | 6" | [9 empty] | mm |  | 6 | [5 empty] | New |  |  |  | 350299 | RACK PRINCIPAL |  |  |  |  | 6"-FH-B-325-N
[5 empty] | Buttweld | Buttweld | B | 6" | [9 empty] | mm |  | 6 | [5 empty] | New |  |  |  | 350301 | RACK PRINCIPAL |  |  |  |  | 6"-FH-B-325-N
[5 empty] | Buttweld | Buttweld | D | 4" | [9 empty] | mm |  | 4 | [5 empty] | New |  |  |  | 350302 | RACK PRINCIPAL |  |  |  |  | 4"-MUL-D-014-N
[5 empty] | Buttweld | Buttweld | D | 4" | [9 empty] | mm |  | 4 | [5 empty] | New |  |  |  | 350303 | RACK PRINCIPAL |  |  |  |  | 4"-MUL-D-014-N
[5 empty] | Buttweld | Buttweld | B | 6" | [9 empty] | mm |  | 6 | [5 empty] | New |  |  |  | 350305 | RACK PRINCIPAL |  |  |  |  | 6"-FH-B-325-N
[5 empty] | Buttweld | Buttweld | B | 6" | [9 empty] | mm |  | 6 | [5 empty] | New |  |  |  | 350306 | RACK PRINCIPAL |  |  |  |  | 6"-FH-B-325-N
[5 empty] | Buttweld | Buttweld | B | 2" | [9 empty] | mm |  | 2 | [5 empty] | New |  |  |  | 350308 | RACK PRINCIPAL |  |  |  |  | 2"-LIH-B-449-N
[5 empty] | Buttweld | Buttweld | B | 2" | [9 empty] | mm |  | 2 | [5 empty] | New |  |  |  | 350310 | RACK PRINCIPAL |  |  |  |  | 2"-LIH-B-431-N
[5 empty] | Buttweld | Buttweld | B | 2" | [9 empty] | mm |  | 2 | [5 empty] | New |  |  |  | 350311 | RACK PRINCIPAL |  |  |  |  | 2"-LIH-B-431-N
[5 empty] | Buttweld | Buttweld | B | 2" | [9 empty] | mm |  | 2 | [5 empty] | New |  |  |  | 350312 | RACK PRINCIPAL |  |  |  |  | 2"-LIH-B-431-N
[5 empty] | Buttweld | Buttweld | B | 2" | [9 empty] | mm |  | 2 | [5 empty] | New |  |  |  | 350313 | RACK PRINCIPAL |  |  |  |  | 2"-LIH-B-449-N
[5 empty] | Buttweld | Buttweld | B | 3" | [9 empty] | mm |  | 3 | [5 empty] | New |  |  |  | 350314 | RACK PRINCIPAL |  |  |  |  | 3"-LIH-B-439-N
[5 empty] | Buttweld | Buttweld | B | 3" | [9 empty] | mm |  | 3 | [5 empty] | New |  |  |  | 350315 | RACK PRINCIPAL |  |  |  |  | 3"-LIH-B-439-N
[5 empty] | Buttweld | Buttweld | B | 2" | [9 empty] | mm |  | 2 | [5 empty] | New |  |  |  | 350317 | RACK PRINCIPAL |  |  |  |  | 3"-R-B-607-N
[5 empty] | Buttweld | Buttweld | D | 4" | [9 empty] | mm |  | 4 | [5 empty] | New |  |  |  | 350319 | RACK PRINCIPAL |  |  |  |  | 4"-PG-D-332-N
[5 empty] | Buttweld | Buttweld | D | 3" | [9 empty] | mm |  | 3 | [5 empty] | New |  |  |  | 350320 | RACK PRINCIPAL |  |  |  |  | 3"-MUL-D-015-N
[5 empty] | Buttweld | Buttweld | D | 3" | [9 empty] | mm |  | 3 | [5 empty] | New |  |  |  | 350321 | RACK PRINCIPAL |  |  |  |  | 3"-MUL-D-015-N
[5 empty] | Buttweld | Buttweld | D | 3" | [9 empty] | mm |  | 3 | [5 empty] | New |  |  |  | 350322 | RACK PRINCIPAL |  |  |  |  | 3"-MUL-D-013-N
[5 empty] | Buttweld | Buttweld | D | 3" | [9 empty] | mm |  | 3 | [5 empty] | New |  |  |  | 350323 | RACK PRINCIPAL |  |  |  |  | 3"-MUL-D-013-N
[5 empty] | Buttweld | Buttweld | E | 2" | [9 empty] | mm |  | 2 | [5 empty] | New |  |  |  | 350338 | RACK PRINCIPAL |  |  |  |  | 3"-MUL-E-005-N
[5 empty] | Buttweld | Buttweld | E | 3" | [9 empty] | mm |  | 3 | [5 empty] | New |  |  |  | 350340 | RACK PRINCIPAL |  |  |  |  | 3"-MUL-E-005-N
[5 empty] | Buttweld | Buttweld | E | 2" | [9 empty] | mm |  | 2 | [5 empty] | New |  |  |  | 350342 | RACK PRINCIPAL |  |  |  |  | 3"-MUL-E-005-N
[5 empty] | Buttweld | Buttweld | E | 2" | [9 empty] | mm |  | 2 | [5 empty] | New |  |  |  | 350344 | RACK PRINCIPAL |  |  |  |  | 3"-MUL-E-005-N
[5 empty] | Buttweld | Buttweld | E | 3" | [9 empty] | mm |  | 3 | [5 empty] | New |  |  |  | 350345 | RACK PRINCIPAL |  |  |  |  | 3"-MUL-E-005-N
[5 empty] | Buttweld | Buttweld | E | 2" | [9 empty] | mm |  | 2 | [5 empty] | New |  |  |  | 350346 | RACK PRINCIPAL |  |  |  |  | 3"-MUL-E-005-N
[5 empty] | Buttweld | Buttweld | E | 3" | [9 empty] | mm |  | 3 | [5 empty] | New |  |  |  | 350347 | RACK PRINCIPAL |  |  |  |  | 3"-MUL-E-005-N
[5 empty] | Buttweld | Buttweld | E | 2" | [9 empty] | mm |  | 2 | [5 empty] | New |  |  |  | 350348 | RACK PRINCIPAL |  |  |  |  | 3"-MUL-E-005-N
[5 empty] | Buttweld | Buttweld | E | 4" | [9 empty] | mm |  | 4 | [5 empty] | New |  |  |  | 350349 | RACK PRINCIPAL |  |  |  |  | 4"-MUL-K-002-N
[5 empty] | Buttweld | Buttweld | D | 3" | [9 empty] | mm |  | 3 | [5 empty] | New |  |  |  | 350351 | RACK PRINCIPAL |  |  |  |  | 3"-MUL-D-009-N
[5 empty] | Buttweld | Buttweld | D | 3" | [9 empty] | mm |  | 3 | [5 empty] | New |  |  |  | 350352 | RACK PRINCIPAL |  |  |  |  | 3"-MUL-D-008-N
[5 empty] | Buttweld | Buttweld | D | 3" | [9 empty] | mm |  | 3 | [5 empty] | New |  |  |  | 350354 | RACK PRINCIPAL |  |  |  |  | 3"-MUL-D-008-N
[5 empty] | Buttweld | Buttweld | D | 3" | [9 empty] | mm |  | 3 | [5 empty] | New |  |  |  | 350355 | RACK PRINCIPAL |  |  |  |  | 3"-MUL-D-008-N
[5 empty] | Buttweld | Buttweld | D | 3" | [9 empty] | mm |  | 3 | [5 empty] | New |  |  |  | 350358 | RACK PRINCIPAL |  |  |  |  | 3"-MUL-D-009-N
[5 empty] | Buttweld | Buttweld | D | 3" | [9 empty] | mm |  | 3 | [5 empty] | New |  |  |  | 350359 | RACK PRINCIPAL |  |  |  |  | 3"-MUL-D-009-N
[5 empty] | Buttweld | Buttweld | B | 6" | [9 empty] | mm |  | 6 | [5 empty] | New |  |  |  | 350363 | RACK PRINCIPAL |  |  |  |  | 6"-FH-B-325-N
[5 empty] | Buttweld | Buttweld | B | 6" | [9 empty] | mm |  | 6 | [5 empty] | New |  |  |  | 350364 | RACK PRINCIPAL |  |  |  |  | 6"-FH-B-325-N
[5 empty] | Buttweld | Buttweld | B | 6" | [9 empty] | mm |  | 6 | [5 empty] | New |  |  |  | 350365 | RACK PRINCIPAL |  |  |  |  | 6"-FH-B-325-N
[5 empty] | Buttweld | Buttweld | B | 6" | [9 empty] | mm |  | 6 | [5 empty] | New |  |  |  | 350366 | RACK PRINCIPAL |  |  |  |  | 6"-FH-B-325-N
[5 empty] | Buttweld | Buttweld | B | 6" | [9 empty] | mm |  | 6 | [5 empty] | New |  |  |  | 350367 | RACK PRINCIPAL |  |  |  |  | 6"-FH-B-325-N
[5 empty] | Buttweld | Buttweld | B | 6" | [9 empty] | mm |  | 6 | [5 empty] | New |  |  |  | 350368 | RACK PRINCIPAL |  |  |  |  | 6"-FH-B-325-N
[5 empty] | Buttweld | Buttweld | B | 6" | [9 empty] | mm |  | 6 | [5 empty] | New |  |  |  | 350377 | RACK PRINCIPAL |  |  |  |  | 6"-FH-B-325-N
[5 empty] | Buttweld | Buttweld | E | 2" | [9 empty] | mm |  | 2 | [5 empty] | New |  |  |  | 350378 | RACK PRINCIPAL |  |  |  |  | 3"-MUL-E-005-N
[5 empty] | Buttweld | Buttweld | E | 2" | [9 empty] | mm |  | 2 | [5 empty] | New |  |  |  | 350380 | RACK PRINCIPAL |  |  |  |  | 3"-MUL-E-005-N
[5 empty] | Buttweld | Buttweld | B | 6" | [9 empty] | mm |  | 6 | [5 empty] | New |  |  |  | 350382 | RACK PRINCIPAL |  |  |  |  | 6"-FH-B-325-N
[5 empty] | Buttweld | Buttweld | B | 6" | [9 empty] | mm |  | 6 | [5 empty] | New |  |  |  | 350383 | RACK PRINCIPAL |  |  |  |  | 6"-FH-B-325-N
[5 empty] | Buttweld | Buttweld | B | 6" | [9 empty] | mm |  | 6 | [5 empty] | New |  |  |  | 350384 | RACK PRINCIPAL |  |  |  |  | 6"-FH-B-325-N
[5 empty] | Buttweld | Buttweld | B | 6" | [9 empty] | mm |  | 6 | [5 empty] | New |  |  |  | 350385 | RACK PRINCIPAL |  |  |  |  | 6"-FH-B-325-N
[5 empty] | Buttweld | Buttweld | B | 6" | [9 empty] | mm |  | 6 | [5 empty] | New |  |  |  | 350386 | RACK PRINCIPAL |  |  |  |  | 6"-FH-B-325-N
[5 empty] | Buttweld | Buttweld | B | 6" | [9 empty] | mm |  | 6 | [5 empty] | New |  |  |  | 350387 | RACK PRINCIPAL |  |  |  |  | 6"-FH-B-325-N
[5 empty] | Buttweld | Buttweld | B | 2" | [9 empty] | mm |  | 2 | [5 empty] | New |  |  |  | 350388 | RACK PRINCIPAL |  |  |  |  | 3/4"-FG-B-322-N
[5 empty] | Buttweld | Buttweld | B | 2" | [9 empty] | mm |  | 2 | [5 empty] | New |  |  |  | 350389 | RACK PRINCIPAL |  |  |  |  | 3/4"-FG-B-322-N
[5 empty] | Buttweld | Buttweld | B | 2" | [9 empty] | mm |  | 2 | [5 empty] | New |  |  |  | 350390 | RACK PRINCIPAL |  |  |  |  | 3/4"-FG-B-322-N
[5 empty] | Buttweld | Buttweld | B | 2" | [9 empty] | mm |  | 2 | [5 empty] | New |  |  |  | 350391 | RACK PRINCIPAL |  |  |  |  | 3/4"-FG-B-322-N
[5 empty] | Buttweld | Buttweld | B | 4" | [9 empty] | mm |  | 4 | [5 empty] | New |  |  |  | 350392 | RACK PRINCIPAL |  |  |  |  | 3/4"-FG-B-322-N
[5 empty] | Buttweld | Buttweld | B | 4" | [9 empty] | mm |  | 4 | [5 empty] | New |  |  |  | 350393 | RACK PRINCIPAL |  |  |  |  | 3/4"-FG-B-322-N
[5 empty] | Buttweld | Buttweld | B | 2" | [9 empty] | mm |  | 2 | [5 empty] | New |  |  |  | 350394 | RACK PRINCIPAL |  |  |  |  | 2"-LIH-B-442-N
[5 empty] | Buttweld | Buttweld | B | 2" | [9 empty] | mm |  | 2 | [5 empty] | New |  |  |  | 350396 | RACK PRINCIPAL |  |  |  |  | 3/4"-FG-B-322-N
[5 empty] | Buttweld | Buttweld | B | 2" | [9 empty] | mm |  | 2 | [5 empty] | New |  |  |  | 350399 | RACK PRINCIPAL |  |  |  |  | 2"-LIH-B-417-N
[5 empty] | Buttweld | Buttweld | D | 4" | [9 empty] | mm |  | 4 | [5 empty] | New |  |  |  | 350406 | RACK PRINCIPAL |  |  |  |  | 4"-MUL-D-014-N
[5 empty] | Buttweld | Buttweld | D | 4" | [9 empty] | mm |  | 4 | [5 empty] | New |  |  |  | 350407 | RACK PRINCIPAL |  |  |  |  | 4"-MUL-D-014-N
[5 empty] | Buttweld | Buttweld | D | 3" | [9 empty] | mm |  | 3 | [5 empty] | New |  |  |  | 350409 | RACK PRINCIPAL |  |  |  |  | 3"-MUL-D-008-N
[5 empty] | Buttweld | Buttweld | D | 3" | [9 empty] | mm |  | 3 | [5 empty] | New |  |  |  | 350410 | RACK PRINCIPAL |  |  |  |  | 3"-MUL-D-008-N
[5 empty] | Buttweld | Buttweld | D | 3" | [9 empty] | mm |  | 3 | [5 empty] | New |  |  |  | 350412 | RACK PRINCIPAL |  |  |  |  | 3"-MUL-D-009-N
[5 empty] | Buttweld | Buttweld | D | 3" | [9 empty] | mm |  | 3 | [5 empty] | New |  |  |  | 350413 | RACK PRINCIPAL |  |  |  |  | 3"-MUL-D-009-N
[5 empty] | Buttweld | Buttweld | B | 6" | [9 empty] | mm |  | 6 | [5 empty] | New |  |  |  | 350417 | RACK PRINCIPAL |  |  |  |  | 6"-FH-B-619-N
[5 empty] | Buttweld | Buttweld | E | 3" | [9 empty] | mm |  | 3 | [5 empty] | New |  |  |  | 350419 | RACK PRINCIPAL |  |  |  |  | 3"-MUL-E-006-N
[5 empty] | Buttweld | Buttweld | E | 3" | [9 empty] | mm |  | 3 | [5 empty] | New |  |  |  | 350420 | RACK PRINCIPAL |  |  |  |  | 3"-MUL-E-005-N
[5 empty] | Buttweld | Buttweld | E | 3" | [9 empty] | mm |  | 3 | [5 empty] | New |  |  |  | 350423 | RACK PRINCIPAL |  |  |  |  | 3"-MUL-E-006-N
[5 empty] | Buttweld | Buttweld | E | 3" | [9 empty] | mm |  | 3 | [5 empty] | New |  |  |  | 350424 | RACK PRINCIPAL |  |  |  |  | 3"-MUL-E-005-N
[5 empty] | Buttweld | Buttweld | B | 3" | [9 empty] | mm |  | 3 | [5 empty] | New |  |  |  | 350428 | RACK PRINCIPAL |  |  |  |  | 3"-LIH-B-426-N
[5 empty] | Buttweld | Buttweld | B | 3" | [9 empty] | mm |  | 3 | [5 empty] | New |  |  |  | 350429 | RACK PRINCIPAL |  |  |  |  | 3"-LIH-B-440-N
[5 empty] | Buttweld | Buttweld | B | 3" | [9 empty] | mm |  | 3 | [5 empty] | New |  |  |  | 350431 | RACK PRINCIPAL |  |  |  |  | 3"-LIH-B-426-N
[5 empty] | Buttweld | Buttweld | B | 3" | [9 empty] | mm |  | 3 | [5 empty] | New |  |  |  | 350432 | RACK PRINCIPAL |  |  |  |  | 3"-LIH-B-426-N
[5 empty] | Buttweld | Buttweld | B | 3" | [9 empty] | mm |  | 3 | [5 empty] | New |  |  |  | 350433 | RACK PRINCIPAL |  |  |  |  | 3"-LIH-B-440-N
[5 empty] | Buttweld | Buttweld | B | 3" | [9 empty] | mm |  | 3 | [5 empty] | New |  |  |  | 350434 | RACK PRINCIPAL |  |  |  |  | 3"-LIH-B-439-N
[5 empty] | Buttweld | Buttweld | B | 3" | [9 empty] | mm |  | 3 | [5 empty] | New |  |  |  | 350435 | RACK PRINCIPAL |  |  |  |  | 3"-LIH-B-440-N
[5 empty] | Buttweld | Buttweld | B | 3" | [9 empty] | mm |  | 3 | [5 empty] | New |  |  |  | 350436 | RACK PRINCIPAL |  |  |  |  | 3"-LIH-B-440-N
[5 empty] | Buttweld | Buttweld | B | 3" | [9 empty] | mm |  | 3 | [5 empty] | New |  |  |  | 350438 | RACK PRINCIPAL |  |  |  |  | 3"-LIH-B-426-N
[5 empty] | Buttweld | Buttweld | B | 3" | [9 empty] | mm |  | 3 | [5 empty] | New |  |  |  | 350441 | RACK PRINCIPAL |  |  |  |  | 3"-LIH-B-426-N
[5 empty] | Buttweld | Buttweld | B | 3" | [9 empty] | mm |  | 3 | [5 empty] | New |  |  |  | 350442 | RACK PRINCIPAL |  |  |  |  | 3"-LIH-B-426-N
[5 empty] | Buttweld | Buttweld | B | 3" | [9 empty] | mm |  | 3 | [5 empty] | New |  |  |  | 350443 | RACK PRINCIPAL |  |  |  |  | 3"-LIH-B-426-N
[5 empty] | Buttweld | Buttweld | B | 3" | [9 empty] | mm |  | 3 | [5 empty] | New |  |  |  | 350444 | RACK PRINCIPAL |  |  |  |  | 3"-LIH-B-426-N
[5 empty] | Buttweld | Buttweld | B | 1 1/2" | [9 empty] | mm |  | 1.5 | [5 empty] | New |  |  |  | 350445 | RACK PRINCIPAL |  |  |  |  | 3"-LIH-B-440-N
[5 empty] | Buttweld | Buttweld | B | 2" | [9 empty] | mm |  | 2 | [5 empty] | New |  |  |  | 350446 | RACK PRINCIPAL |  |  |  |  | 2"-LIH-B-428-N
[5 empty] | Buttweld | Buttweld | B | 1" | [9 empty] | mm |  | 1 | [5 empty] | New |  |  |  | 350447 | RACK PRINCIPAL |  |  |  |  | 2"-LIH-B-428-N
[5 empty] | Buttweld | Buttweld | B | 2" | [9 empty] | mm |  | 2 | [5 empty] | New |  |  |  | 350449 | RACK PRINCIPAL |  |  |  |  | 2"-LIH-B-449-N
[5 empty] | Buttweld | Buttweld | B | 1 1/2" | [9 empty] | mm |  | 1.5 | [5 empty] | New |  |  |  | 350450 | RACK PRINCIPAL |  |  |  |  | 3"-LIH-B-439-N
[5 empty] | Buttweld | Buttweld | B | 1" | [9 empty] | mm |  | 1 | [5 empty] | New |  |  |  | 350451 | RACK PRINCIPAL |  |  |  |  | 2"-LIH-B-449-N
[5 empty] | Buttweld | Buttweld | D | 4" | [9 empty] | mm |  | 4 | [5 empty] | New |  |  |  | 350456 | RACK PRINCIPAL |  |  |  |  | 4"-PG-D-332-N
[5 empty] | Buttweld | Buttweld | E | 4" | [9 empty] | mm |  | 4 | [5 empty] | New |  |  |  | 350479 | RACK PRINCIPAL |  |  |  |  | 4"-MUL-K-001-N
[5 empty] | Buttweld | Buttweld | E | 4" | [9 empty] | mm |  | 4 | [5 empty] | New |  |  |  | 350481 | RACK PRINCIPAL |  |  |  |  | 4"-MUL-K-001-N
[5 empty] | Buttweld | Buttweld | D | 3" | [9 empty] | mm |  | 3 | [5 empty] | New |  |  |  | 350494 | RACK PRINCIPAL |  |  |  |  | 3"-MUL-D-015-N
[5 empty] | Buttweld | Buttweld | D | 3" | [9 empty] | mm |  | 3 | [5 empty] | New |  |  |  | 350495 | RACK PRINCIPAL |  |  |  |  | 6"-R-B-617-N
[5 empty] | Buttweld | Buttweld | D | 3" | [9 empty] | mm |  | 3 | [5 empty] | New |  |  |  | 350497 | RACK PRINCIPAL |  |  |  |  | 3"-MUL-D-013-N
[5 empty] | Buttweld | Buttweld | B | 6" | [9 empty] | mm |  | 6 | [5 empty] | New |  |  |  | 350498 | RACK PRINCIPAL |  |  |  |  | 6"-R-B-617-N
[5 empty] | Buttweld | Buttweld | D | 3" | [9 empty] | mm |  | 3 | [5 empty] | New |  |  |  | 350499 | RACK PRINCIPAL |  |  |  |  | 3"-MUL-D-013-N
[5 empty] | Buttweld | Buttweld | D | 3" | [9 empty] | mm |  | 3 | [5 empty] | New |  |  |  | 350501 | RACK PRINCIPAL |  |  |  |  | 6"-R-B-617-N
[5 empty] | Buttweld | Buttweld | D | 3" | [9 empty] | mm |  | 3 | [5 empty] | New |  |  |  | 350502 | RACK PRINCIPAL |  |  |  |  | 3"-MUL-D-015-N
[5 empty] | Buttweld | Buttweld | D | 3" | [9 empty] | mm |  | 3 | [5 empty] | New |  |  |  | 350504 | RACK PRINCIPAL |  |  |  |  | 3"-MUL-D-015-N
[5 empty] | Buttweld | Buttweld | D | 3" | [9 empty] | mm |  | 3 | [5 empty] | New |  |  |  | 350505 | RACK PRINCIPAL |  |  |  |  | 3"-MUL-D-013-N
[5 empty] | Buttweld | Buttweld | D | 3" | [9 empty] | mm |  | 3 | [5 empty] | New |  |  |  | 350508 | RACK PRINCIPAL |  |  |  |  | 3"-MUL-D-013-N
[5 empty] | Buttweld | Buttweld | D | 4" | [9 empty] | mm |  | 4 | [5 empty] | New |  |  |  | 350509 | RACK PRINCIPAL |  |  |  |  | 4"-PG-D-314-N
[5 empty] | Buttweld | Buttweld | D | 4" | [9 empty] | mm |  | 4 | [5 empty] | New |  |  |  | 350510 | RACK PRINCIPAL |  |  |  |  | 4"-PG-D-314-N
[5 empty] | Buttweld | Buttweld | D | 4" | [9 empty] | mm |  | 4 | [5 empty] | New |  |  |  | 350512 | RACK PRINCIPAL |  |  |  |  | 4"-PG-D-314-N
[5 empty] | Buttweld | Buttweld | D | 4" | [9 empty] | mm |  | 4 | [5 empty] | New |  |  |  | 350513 | RACK PRINCIPAL |  |  |  |  | 4"-PG-D-314-N
[5 empty] | Buttweld | Buttweld | D | 4" | [9 empty] | mm |  | 4 | [5 empty] | New |  |  |  | 350515 | RACK PRINCIPAL |  |  |  |  | 4"-PG-D-314-N
[5 empty] | Buttweld | Buttweld | D | 3" | [9 empty] | mm |  | 3 | [5 empty] | New |  |  |  | 350517 | RACK PRINCIPAL |  |  |  |  | 3"-MUL-D-015-N
[5 empty] | Socketweld | Socketweld | B | 1" | [9 empty] | mm |  | 1 | [5 empty] | New |  |  |  | 350518 | RACK PRINCIPAL |  |  |  |  | 1"-PG-B-311-HT
[5 empty] | Socketweld | Socketweld | B | 1" | [9 empty] | mm |  | 1 | [5 empty] | New |  |  |  | 350519 | RACK PRINCIPAL |  |  |  |  | 1"-PG-B-311-HT
[5 empty] | Socketweld | Socketweld | B | 1" | [9 empty] | mm |  | 1 | [5 empty] | New |  |  |  | 350520 | RACK PRINCIPAL |  |  |  |  | 1"-PG-B-311-HT
[5 empty] | Socketweld | Socketweld | B | 1" | [9 empty] | mm |  | 1 | [5 empty] | New |  |  |  | 350521 | RACK PRINCIPAL |  |  |  |  | 1"-PG-B-311-HT
[5 empty] | Socketweld | Socketweld | B | 1" | [9 empty] | mm |  | 1 | [5 empty] | New |  |  |  | 350522 | RACK PRINCIPAL |  |  |  |  | 1"-PG-B-311-HT
[5 empty] | Socketweld | Socketweld | B | 1" | [9 empty] | mm |  | 1 | [5 empty] | New |  |  |  | 350523 | RACK PRINCIPAL |  |  |  |  | 1"-PG-B-311-HT
[5 empty] | Socketweld | Socketweld | B | 1" | [9 empty] | mm |  | 1 | [5 empty] | New |  |  |  | 350524 | RACK PRINCIPAL |  |  |  |  | 1"-PG-B-311-HT
[5 empty] | Socketweld | Socketweld | B | 1/2" | [9 empty] | mm |  | 0.5 | [5 empty] | New |  |  |  | 350525 | RACK PRINCIPAL |  |  |  |  | 2"-LIH-B-449-N
[5 empty] | Socketweld | Socketweld | B | 1 1/2" | [9 empty] | mm |  | 1.5 | [5 empty] | New |  |  |  | 350526 | RACK PRINCIPAL |  |  |  |  | 1 1/2"-LIH-B-421-N
[5 empty] | Socketweld | Socketweld | B | 1 1/2" | [9 empty] | mm |  | 1.5 | [5 empty] | New |  |  |  | 350527 | RACK PRINCIPAL |  |  |  |  | 1 1/2"-LIH-B-421-N
[5 empty] | Socketweld | Socketweld | B | 1 1/2" | [9 empty] | mm |  | 1.5 | [5 empty] | New |  |  |  | 350528 | RACK PRINCIPAL |  |  |  |  | 1 1/2"-LIH-B-421-N
[5 empty] | Socketweld | Socketweld | B | 1 1/2" | [9 empty] | mm |  | 1.5 | [5 empty] | New |  |  |  | 350529 | RACK PRINCIPAL |  |  |  |  | 1 1/2"-LIH-B-421-N
[5 empty] | Socketweld | Socketweld | B | 1 1/2" | [9 empty] | mm |  | 1.5 | [5 empty] | New |  |  |  | 350531 | RACK PRINCIPAL |  |  |  |  | 1 1/2"-LIH-B-421-N
[5 empty] | Socketweld | Socketweld | B | 1 1/2" | [9 empty] | mm |  | 1.5 | [5 empty] | New |  |  |  | 350532 | RACK PRINCIPAL |  |  |  |  | 1 1/2"-LIH-B-421-N
[5 empty] | Socketweld | Socketweld | B | 1 1/2" | [9 empty] | mm |  | 1.5 | [5 empty] | New |  |  |  | 350533 | RACK PRINCIPAL |  |  |  |  | 1 1/2"-LIH-B-421-N
[5 empty] | Socketweld | Socketweld | B | 1 1/2" | [9 empty] | mm |  | 1.5 | [5 empty] | New |  |  |  | 350535 | RACK PRINCIPAL |  |  |  |  | 1 1/2"-LIH-B-421-N
[5 empty] | Socketweld | Socketweld | B | 1 1/2" | [9 empty] | mm |  | 1.5 | [5 empty] | New |  |  |  | 350536 | RACK PRINCIPAL |  |  |  |  | 1 1/2"-LIH-B-421-N
[5 empty] | Socketweld | Socketweld | B | 1 1/2" | [9 empty] | mm |  | 1.5 | [5 empty] | New |  |  |  | 350537 | RACK PRINCIPAL |  |  |  |  | 1 1/2"-LIH-B-421-N
[5 empty] | Socketweld | Socketweld | B | 1 1/2" | [9 empty] | mm |  | 1.5 | [5 empty] | New |  |  |  | 350538 | RACK PRINCIPAL |  |  |  |  | 1 1/2"-LIH-B-421-N
[5 empty] | Socketweld | Socketweld | B | 1 1/2" | [9 empty] | mm |  | 1.5 | [5 empty] | New |  |  |  | 350539 | RACK PRINCIPAL |  |  |  |  | 1 1/2"-LIH-B-421-N
[5 empty] | Socketweld | Socketweld | B | 1 1/2" | [9 empty] | mm |  | 1.5 | [5 empty] | New |  |  |  | 350540 | RACK PRINCIPAL |  |  |  |  | 1 1/2"-LIH-B-421-N
[5 empty] | Socketweld | Socketweld | B | 1" | [9 empty] | mm |  | 1 | [5 empty] | New |  |  |  | 350541 | RACK PRINCIPAL |  |  |  |  | 1"-DO-B-509-N
[5 empty] | Socketweld | Socketweld | B | 1" | [9 empty] | mm |  | 1 | [5 empty] | New |  |  |  | 350542 | RACK PRINCIPAL |  |  |  |  | 1"-DO-B-509-N
[5 empty] | Socketweld | Socketweld | B | 1" | [9 empty] | mm |  | 1 | [5 empty] | New |  |  |  | 350543 | RACK PRINCIPAL |  |  |  |  | 1"-DO-B-509-N
[5 empty] | Socketweld | Socketweld | B | 1" | [9 empty] | mm |  | 1 | [5 empty] | New |  |  |  | 350544 | RACK PRINCIPAL |  |  |  |  | 1"-DO-B-509-N
[5 empty] | Socketweld | Socketweld | B | 1" | [9 empty] | mm |  | 1 | [5 empty] | New |  |  |  | 350545 | RACK PRINCIPAL |  |  |  |  | 1"-DO-B-509-N
[5 empty] | Socketweld | Socketweld | B | 1" | [9 empty] | mm |  | 1 | [5 empty] | New |  |  |  | 350546 | RACK PRINCIPAL |  |  |  |  | 1"-DO-B-509-N
[5 empty] | Socketweld | Socketweld | B | 1" | [9 empty] | mm |  | 1 | [5 empty] | New |  |  |  | 350547 | RACK PRINCIPAL |  |  |  |  | 1"-DO-B-509-N
[5 empty] | Socketweld | Socketweld | B | 1" | [9 empty] | mm |  | 1 | [5 empty] | New |  |  |  | 350548 | RACK PRINCIPAL |  |  |  |  | 1"-DO-B-509-N
[5 empty] | Socketweld | Socketweld | B | 1" | [9 empty] | mm |  | 1 | [5 empty] | New |  |  |  | 350549 | RACK PRINCIPAL |  |  |  |  | 1"-DO-B-509-N
[5 empty] | Socketweld | Socketweld | B | 1" | [9 empty] | mm |  | 1 | [5 empty] | New |  |  |  | 350550 | RACK PRINCIPAL |  |  |  |  | 1"-DO-B-509-N
[5 empty] | Socketweld | Socketweld | B | 1" | [9 empty] | mm |  | 1 | [5 empty] | New |  |  |  | 350551 | RACK PRINCIPAL |  |  |  |  | 1"-DO-B-509-N
[5 empty] | Socketweld | Socketweld | B | 1" | [9 empty] | mm |  | 1 | [5 empty] | New |  |  |  | 350552 | RACK PRINCIPAL |  |  |  |  | 1"-DO-B-509-N
[5 empty] | Socketweld | Socketweld | B | 1" | [9 empty] | mm |  | 1 | [5 empty] | New |  |  |  | 350553 | RACK PRINCIPAL |  |  |  |  | 1"-DO-B-509-N
[5 empty] | Socketweld | Socketweld | B | 1" | [9 empty] | mm |  | 1 | [5 empty] | New |  |  |  | 350554 | RACK PRINCIPAL |  |  |  |  | 1"-DO-B-509-N
[5 empty] | Socketweld | Socketweld | B | 1/2" | [9 empty] | mm |  | 0.5 | [5 empty] | New |  |  |  | 350555 | RACK PRINCIPAL |  |  |  |  | 1/2"-PRW-A2-205-N
[5 empty] | Socketweld | Socketweld | B | 1" | [9 empty] | mm |  | 1 | [5 empty] | New |  |  |  | 350556 | RACK PRINCIPAL |  |  |  |  | 1"-DO-B-509-N
[5 empty] | Socketweld | Socketweld | B | 1" | [9 empty] | mm |  | 1 | [5 empty] | New |  |  |  | 350557 | RACK PRINCIPAL |  |  |  |  | 1"-DO-B-509-N
[5 empty] | Socketweld | Socketweld | B | 1 1/2" | [9 empty] | mm |  | 1.5 | [5 empty] | New |  |  |  | 350560 | RACK PRINCIPAL |  |  |  |  | 1 1/2"-LIH-B-421-N
[5 empty] | Socketweld | Socketweld | B | 1 1/2" | [9 empty] | mm |  | 1.5 | [5 empty] | New |  |  |  | 350561 | RACK PRINCIPAL |  |  |  |  | 1 1/2"-LIH-B-421-N
[5 empty] | Socketweld | Socketweld | B | 1/2" | [9 empty] | mm |  | 0.5 | [5 empty] | New |  |  |  | 350562 | RACK PRINCIPAL |  |  |  |  | 1/2"-LIH-B-405-HT
[5 empty] | Socketweld | Socketweld | B | 1/2" | [9 empty] | mm |  | 0.5 | [5 empty] | New |  |  |  | 350563 | RACK PRINCIPAL |  |  |  |  | 1/2"-LIH-B-405-HT
[5 empty] | Socketweld | Socketweld | B | 1/2" | [9 empty] | mm |  | 0.5 | [5 empty] | New |  |  |  | 350564 | RACK PRINCIPAL |  |  |  |  | 1/2"-LIH-B-405-HT
[5 empty] | Socketweld | Socketweld | B | 1/2" | [9 empty] | mm |  | 0.5 | [5 empty] | New |  |  |  | 350565 | RACK PRINCIPAL |  |  |  |  | 1/2"-LIH-B-405-HT
[5 empty] | Socketweld | Socketweld | B | 1/2" | [9 empty] | mm |  | 0.5 | [5 empty] | New |  |  |  | 350566 | RACK PRINCIPAL |  |  |  |  | 1/2"-LIH-B-405-HT
[5 empty] | Socketweld | Socketweld | B | 1/2" | [9 empty] | mm |  | 0.5 | [5 empty] | New |  |  |  | 350567 | RACK PRINCIPAL |  |  |  |  | 1/2"-LIH-B-405-HT
[5 empty] | Socketweld | Socketweld | B | 1/2" | [9 empty] | mm |  | 0.5 | [5 empty] | New |  |  |  | 350568 | RACK PRINCIPAL |  |  |  |  | 1/2"-LIH-B-405-HT
[5 empty] | Socketweld | Socketweld | B | 1 1/2" | [9 empty] | mm |  | 1.5 | [5 empty] | New |  |  |  | 350570 | RACK PRINCIPAL |  |  |  |  | 1 1/2"-FG-B-320-N
[5 empty] | Socketweld | Socketweld | B | 1 1/2" | [9 empty] | mm |  | 1.5 | [5 empty] | New |  |  |  | 350571 | RACK PRINCIPAL |  |  |  |  | 1 1/2"-FG-B-320-N
[5 empty] | Socketweld | Socketweld | B | 1 1/2" | [9 empty] | mm |  | 1.5 | [5 empty] | New |  |  |  | 350572 | RACK PRINCIPAL |  |  |  |  | 1 1/2"-FG-B-320-N
[5 empty] | Socketweld | Socketweld | B | 1 1/2" | [9 empty] | mm |  | 1.5 | [5 empty] | New |  |  |  | 350573 | RACK PRINCIPAL |  |  |  |  | 1 1/2"-FG-B-320-N
[5 empty] | Socketweld | Socketweld | B | 1 1/2" | [9 empty] | mm |  | 1.5 | [5 empty] | New |  |  |  | 350574 | RACK PRINCIPAL |  |  |  |  | 1 1/2"-FG-B-320-N
[5 empty] | Socketweld | Socketweld | B | 1 1/2" | [9 empty] | mm |  | 1.5 | [5 empty] | New |  |  |  | 350575 | RACK PRINCIPAL |  |  |  |  | 1 1/2"-FG-B-320-N
[5 empty] | Socketweld | Socketweld | B | 1 1/2" | [9 empty] | mm |  | 1.5 | [5 empty] | New |  |  |  | 350578 | RACK PRINCIPAL |  |  |  |  | 1 1/2"-FG-B-320-N
[5 empty] | Socketweld | Socketweld | B | 3/4" | [9 empty] | mm |  | 0.75 | [5 empty] | New |  |  |  | 350579 | RACK PRINCIPAL |  |  |  |  | 3/4"-FG-B-303-N
[5 empty] | Socketweld | Socketweld | B | 3/4" | [9 empty] | mm |  | 0.75 | [5 empty] | New |  |  |  | 350580 | RACK PRINCIPAL |  |  |  |  | 3/4"-FG-B-303-N
[5 empty] | Socketweld | Socketweld | B | 1 1/2" | [9 empty] | mm |  | 1.5 | [5 empty] | New |  |  |  | 350581 | RACK PRINCIPAL |  |  |  |  | 1 1/2"-FG-B-320-N
[5 empty] | Socketweld | Socketweld | B | 1 1/2" | [9 empty] | mm |  | 1.5 | [5 empty] | New |  |  |  | 350582 | RACK PRINCIPAL |  |  |  |  | 1 1/2"-FG-B-320-N
[5 empty] | Socketweld | Socketweld | B | 3/4" | [9 empty] | mm |  | 0.75 | [5 empty] | New |  |  |  | 350583 | RACK PRINCIPAL |  |  |  |  | 3/4"-FG-B-301-N
[5 empty] | Socketweld | Socketweld | B | 3/4" | [9 empty] | mm |  | 0.75 | [5 empty] | New |  |  |  | 350585 | RACK PRINCIPAL |  |  |  |  | 3/4"-FG-B-301-N
[5 empty] | Socketweld | Socketweld | B | 1 1/2" | [9 empty] | mm |  | 1.5 | [5 empty] | New |  |  |  | 350587 | RACK PRINCIPAL |  |  |  |  | 1 1/2"-FG-B-309-N
[5 empty] | Socketweld | Socketweld | B | 1 1/2" | [9 empty] | mm |  | 1.5 | [5 empty] | New |  |  |  | 350589 | RACK PRINCIPAL |  |  |  |  | 1 1/2"-FG-B-309-N
[5 empty] | Socketweld | Socketweld | B | 1" | [9 empty] | mm |  | 1 | [5 empty] | New |  |  |  | 350590 | RACK PRINCIPAL |  |  |  |  | 1"-PG-B-311-HT
[5 empty] | Socketweld | Socketweld | B | 1" | [9 empty] | mm |  | 1 | [5 empty] | New |  |  |  | 350591 | RACK PRINCIPAL |  |  |  |  | 1"-PG-B-311-HT
[5 empty] | Socketweld | Socketweld | B | 1" | [9 empty] | mm |  | 1 | [5 empty] | New |  |  |  | 350592 | RACK PRINCIPAL |  |  |  |  | 1"-PG-B-311-HT
[5 empty] | Socketweld | Socketweld | B | 1 1/2" | [9 empty] | mm |  | 1.5 | [5 empty] | New |  |  |  | 350593 | RACK PRINCIPAL |  |  |  |  | 1 1/2"-LIH-B-416-N
[5 empty] | Socketweld | Socketweld | B | 1 1/2" | [9 empty] | mm |  | 1.5 | [5 empty] | New |  |  |  | 350594 | RACK PRINCIPAL |  |  |  |  | 1 1/2"-LIH-B-418-N
[5 empty] | Socketweld | Socketweld | B | 1/2" | [9 empty] | mm |  | 0.5 | [5 empty] | New |  |  |  | 350595 | RACK PRINCIPAL |  |  |  |  | 2"-LIH-B-417-N
[5 empty] | Socketweld | Socketweld | B | 1" | [9 empty] | mm |  | 1 | [5 empty] | New |  |  |  | 350596 | RACK PRINCIPAL |  |  |  |  | 1"-LIH-B-444-N
[5 empty] | Socketweld | Socketweld | B | 1 1/2" | [9 empty] | mm |  | 1.5 | [5 empty] | New |  |  |  | 350597 | RACK PRINCIPAL |  |  |  |  | 1 1/2"-LIH-B-416-N
[5 empty] | Socketweld | Socketweld | B | 1 1/2" | [9 empty] | mm |  | 1.5 | [5 empty] | New |  |  |  | 350598 | RACK PRINCIPAL |  |  |  |  | 2"-LIH-B-442-N
[5 empty] | Socketweld | Socketweld | B | 1/2" | [9 empty] | mm |  | 0.5 | [5 empty] | New |  |  |  | 350599 | RACK PRINCIPAL |  |  |  |  | 1"-LIH-B-444-N
[5 empty] | Socketweld | Socketweld | B | 1" | [9 empty] | mm |  | 1 | [5 empty] | New |  |  |  | 350601 | RACK PRINCIPAL |  |  |  |  | 1"-LIH-B-444-N
[5 empty] | Socketweld | Socketweld | B | 1 1/2" | [9 empty] | mm |  | 1.5 | [5 empty] | New |  |  |  | 350602 | RACK PRINCIPAL |  |  |  |  | 1 1/2"-LIH-B-416-N
[5 empty] | Socketweld | Socketweld | B | 1 1/2" | [9 empty] | mm |  | 1.5 | [5 empty] | New |  |  |  | 350603 | RACK PRINCIPAL |  |  |  |  | 2"-LIH-B-417-N
[5 empty] | Socketweld | Socketweld | B | 1" | [9 empty] | mm |  | 1 | [5 empty] | New |  |  |  | 350605 | RACK PRINCIPAL |  |  |  |  | 1"-LIH-B-446-N
[5 empty] | Socketweld | Socketweld | B | 1" | [9 empty] | mm |  | 1 | [5 empty] | New |  |  |  | 350607 | RACK PRINCIPAL |  |  |  |  | 1"-LIH-B-446-N
[5 empty] | Socketweld | Socketweld | B | 1 1/2" | [9 empty] | mm |  | 1.5 | [5 empty] | New |  |  |  | 350608 | RACK PRINCIPAL |  |  |  |  | 2"-LIH-B-442-N
[5 empty] | Socketweld | Socketweld | B | 1 1/2" | [9 empty] | mm |  | 1.5 | [5 empty] | New |  |  |  | 350610 | RACK PRINCIPAL |  |  |  |  | 1 1/2"-LIH-B-418-N
[5 empty] | Socketweld | Socketweld | B | 1" | [9 empty] | mm |  | 1 | [5 empty] | New |  |  |  | 350611 | RACK PRINCIPAL |  |  |  |  | 1"-LIH-B-444-N
[5 empty] | Socketweld | Socketweld | B | 1/2" | [9 empty] | mm |  | 0.5 | [5 empty] | New |  |  |  | 350612 | RACK PRINCIPAL |  |  |  |  | 1"-LIH-B-446-N
[5 empty] | Socketweld | Socketweld | B | 1 1/2" | [9 empty] | mm |  | 1.5 | [5 empty] | New |  |  |  | 350613 | RACK PRINCIPAL |  |  |  |  | 2"-LIH-B-417-N
[5 empty] | Socketweld | Socketweld | B | 1 1/2" | [9 empty] | mm |  | 1.5 | [5 empty] | New |  |  |  | 350614 | RACK PRINCIPAL |  |  |  |  | 1 1/2"-LIH-B-418-N
[5 empty] | Socketweld | Socketweld | B | 1 1/2" | [9 empty] | mm |  | 1.5 | [5 empty] | New |  |  |  | 350615 | RACK PRINCIPAL |  |  |  |  | 1 1/2"-LIH-B-416-N
[5 empty] | Socketweld | Socketweld | B | 1" | [9 empty] | mm |  | 1 | [5 empty] | New |  |  |  | 350616 | RACK PRINCIPAL |  |  |  |  | 1"-LIH-B-444-N
[5 empty] | Socketweld | Socketweld | B | 1/2" | [9 empty] | mm |  | 0.5 | [5 empty] | New |  |  |  | 350617 | RACK PRINCIPAL |  |  |  |  | 1"-LIH-B-446-N
[5 empty] | Socketweld | Socketweld | B | 1/2" | [9 empty] | mm |  | 0.5 | [5 empty] | New |  |  |  | 350618 | RACK PRINCIPAL |  |  |  |  | 1"-LIH-B-444-N
[5 empty] | Socketweld | Socketweld | B | 1 1/2" | [9 empty] | mm |  | 1.5 | [5 empty] | New |  |  |  | 350619 | RACK PRINCIPAL |  |  |  |  | 1 1/2"-LIH-B-418-N
[5 empty] | Socketweld | Socketweld | B | 1 1/2" | [9 empty] | mm |  | 1.5 | [5 empty] | New |  |  |  | 350620 | RACK PRINCIPAL |  |  |  |  | 1 1/2"-LIH-B-418-N
[5 empty] | Socketweld | Socketweld | B | 1 1/2" | [9 empty] | mm |  | 1.5 | [5 empty] | New |  |  |  | 350621 | RACK PRINCIPAL |  |  |  |  | 1 1/2"-LIH-B-418-N
[5 empty] | Socketweld | Socketweld | B | 1" | [9 empty] | mm |  | 1 | [5 empty] | New |  |  |  | 350622 | RACK PRINCIPAL |  |  |  |  | 1"-LIH-B-446-N
[5 empty] | Socketweld | Socketweld | B | 1" | [9 empty] | mm |  | 1 | [5 empty] | New |  |  |  | 350623 | RACK PRINCIPAL |  |  |  |  | 1"-LIH-B-446-N
[5 empty] | Socketweld | Socketweld | B | 1/2" | [9 empty] | mm |  | 0.5 | [5 empty] | New |  |  |  | 350624 | RACK PRINCIPAL |  |  |  |  | 2"-LIH-B-442-N
[5 empty] | Socketweld | Socketweld | B | 1 1/2" | [9 empty] | mm |  | 1.5 | [5 empty] | New |  |  |  | 350625 | RACK PRINCIPAL |  |  |  |  | 1 1/2"-LIH-B-416-N
[5 empty] | Socketweld | Socketweld | B | 1 1/2" | [9 empty] | mm |  | 1.5 | [5 empty] | New |  |  |  | 350626 | RACK PRINCIPAL |  |  |  |  | 1 1/2"-LIH-B-418-N
[5 empty] | Socketweld | Socketweld | B | 1" | [9 empty] | mm |  | 1 | [5 empty] | New |  |  |  | 350628 | RACK PRINCIPAL |  |  |  |  | 1"-LIH-B-444-N
[5 empty] | Socketweld | Socketweld | B | 1/2" | [9 empty] | mm |  | 0.5 | [5 empty] | New |  |  |  | 350629 | RACK PRINCIPAL |  |  |  |  | 1"-LIH-B-446-N
[5 empty] | Socketweld | Socketweld | B | 1/2" | [9 empty] | mm |  | 0.5 | [5 empty] | New |  |  |  | 350630 | RACK PRINCIPAL |  |  |  |  | 1 1/2"-LIH-B-416-N
[5 empty] | Socketweld | Socketweld | B | 1/2" | [9 empty] | mm |  | 0.5 | [5 empty] | New |  |  |  | 350631 | RACK PRINCIPAL |  |  |  |  | 1"-LIH-B-444-N
[5 empty] | Socketweld | Socketweld | B | 1 1/2" | [9 empty] | mm |  | 1.5 | [5 empty] | New |  |  |  | 350633 | RACK PRINCIPAL |  |  |  |  | 1 1/2"-LIH-B-416-N
[5 empty] | Socketweld | Socketweld | B | 1" | [9 empty] | mm |  | 1 | [5 empty] | New |  |  |  | 350634 | RACK PRINCIPAL |  |  |  |  | 2"-LIH-B-442-N
[5 empty] | Socketweld | Socketweld | B | 1" | [9 empty] | mm |  | 1 | [5 empty] | New |  |  |  | 350635 | RACK PRINCIPAL |  |  |  |  | 1"-LIH-B-446-N
[5 empty] | Socketweld | Socketweld | B | 1 1/2" | [9 empty] | mm |  | 1.5 | [5 empty] | New |  |  |  | 350636 | RACK PRINCIPAL |  |  |  |  | 1 1/2"-LIH-B-416-N
[5 empty] | Socketweld | Socketweld | B | 1 1/2" | [9 empty] | mm |  | 1.5 | [5 empty] | New |  |  |  | 350638 | RACK PRINCIPAL |  |  |  |  | 1 1/2"-LIH-B-418-N
[5 empty] | Socketweld | Socketweld | B | 1/2" | [9 empty] | mm |  | 0.5 | [5 empty] | New |  |  |  | 350639 | RACK PRINCIPAL |  |  |  |  | 1"-LIH-B-444-N
[5 empty] | Socketweld | Socketweld | B | 1" | [9 empty] | mm |  | 1 | [5 empty] | New |  |  |  | 350640 | RACK PRINCIPAL |  |  |  |  | 1"-LIH-B-446-N
[5 empty] | Socketweld | Socketweld | B | 1 1/2" | [9 empty] | mm |  | 1.5 | [5 empty] | New |  |  |  | 350641 | RACK PRINCIPAL |  |  |  |  | 1 1/2"-LIH-B-416-N
[5 empty] | Socketweld | Socketweld | B | 1/2" | [9 empty] | mm |  | 0.5 | [5 empty] | New |  |  |  | 350643 | RACK PRINCIPAL |  |  |  |  | 1"-LIH-B-446-N
[5 empty] | Socketweld | Socketweld | B | 1 1/2" | [9 empty] | mm |  | 1.5 | [5 empty] | New |  |  |  | 350646 | RACK PRINCIPAL |  |  |  |  | 1 1/2"-FG-B-320-N
[5 empty] | Socketweld | Socketweld | B | 1 1/2" | [9 empty] | mm |  | 1.5 | [5 empty] | New |  |  |  | 350647 | RACK PRINCIPAL |  |  |  |  | 1 1/2"-FG-B-320-N
[5 empty] | Socketweld | Socketweld | B | 1 1/2" | [9 empty] | mm |  | 1.5 | [5 empty] | New |  |  |  | 350648 | RACK PRINCIPAL |  |  |  |  | 1 1/2"-FG-B-320-N
[5 empty] | Socketweld | Socketweld | B | 1 1/2" | [9 empty] | mm |  | 1.5 | [5 empty] | New |  |  |  | 350649 | RACK PRINCIPAL |  |  |  |  | 1 1/2"-FG-B-320-N
[5 empty] | Socketweld | Socketweld | B | 1 1/2" | [9 empty] | mm |  | 1.5 | [5 empty] | New |  |  |  | 350650 | RACK PRINCIPAL |  |  |  |  | 1 1/2"-FG-B-320-N
[5 empty] | Socketweld | Socketweld | B | 1/2" | [9 empty] | mm |  | 0.5 | [5 empty] | New |  |  |  | 350651 | RACK PRINCIPAL |  |  |  |  | 1/2"-FG-B-310-M
[5 empty] | Socketweld | Socketweld | B | 1/2" | [9 empty] | mm |  | 0.5 | [5 empty] | New |  |  |  | 350652 | RACK PRINCIPAL |  |  |  |  | 1/2"-FG-B-310-M
[5 empty] | Socketweld | Socketweld | B | 1 1/2" | [9 empty] | mm |  | 1.5 | [5 empty] | New |  |  |  | 350653 | RACK PRINCIPAL |  |  |  |  | 1 1/2"-FG-B-321-N
[5 empty] | Socketweld | Socketweld | B | 1 1/2" | [9 empty] | mm |  | 1.5 | [5 empty] | New |  |  |  | 350655 | RACK PRINCIPAL |  |  |  |  | 1 1/2"-FG-B-320-N
[5 empty] | Socketweld | Socketweld | B | 1 1/2" | [9 empty] | mm |  | 1.5 | [5 empty] | New |  |  |  | 350656 | RACK PRINCIPAL |  |  |  |  | 1 1/2"-FG-B-320-N
[5 empty] | Socketweld | Socketweld | B | 1" | [9 empty] | mm |  | 1 | [5 empty] | New |  |  |  | 350661 | RACK PRINCIPAL |  |  |  |  | 1"-DO-B-509-N
[5 empty] | Socketweld | Socketweld | B | 1" | [9 empty] | mm |  | 1 | [5 empty] | New |  |  |  | 350662 | RACK PRINCIPAL |  |  |  |  | 1"-DO-B-509-N
[5 empty] | Socketweld | Socketweld | B | 1" | [9 empty] | mm |  | 1 | [5 empty] | New |  |  |  | 350663 | RACK PRINCIPAL |  |  |  |  | 1"-DO-B-509-N
[5 empty] | Socketweld | Socketweld | B | 1" | [9 empty] | mm |  | 1 | [5 empty] | New |  |  |  | 350664 | RACK PRINCIPAL |  |  |  |  | 1"-DO-B-509-N
[5 empty] | Socketweld | Socketweld | B | 1" | [9 empty] | mm |  | 1 | [5 empty] | New |  |  |  | 350665 | RACK PRINCIPAL |  |  |  |  | 1"-DO-B-509-N
[5 empty] | Socketweld | Socketweld | B | 1" | [9 empty] | mm |  | 1 | [5 empty] | New |  |  |  | 350666 | RACK PRINCIPAL |  |  |  |  | 1"-DO-B-509-N
[5 empty] | Socketweld | Socketweld | B | 1 1/2" | [9 empty] | mm |  | 1.5 | [5 empty] | New |  |  |  | 350667 | RACK PRINCIPAL |  |  |  |  | 1 1/2"-LIH-B-421-N
[5 empty] | Socketweld | Socketweld | B | 1" | [9 empty] | mm |  | 1 | [5 empty] | New |  |  |  | 350668 | RACK PRINCIPAL |  |  |  |  | 1"-DO-B-509-N
[5 empty] | Socketweld | Socketweld | B | 1 1/2" | [9 empty] | mm |  | 1.5 | [5 empty] | New |  |  |  | 350669 | RACK PRINCIPAL |  |  |  |  | 1 1/2"-LIH-B-421-N
[5 empty] | Socketweld | Socketweld | B | 1" | [9 empty] | mm |  | 1 | [5 empty] | New |  |  |  | 350670 | RACK PRINCIPAL |  |  |  |  | 1"-DO-B-509-N
[5 empty] | Socketweld | Socketweld | B | 1" | [9 empty] | mm |  | 1 | [5 empty] | New |  |  |  | 350671 | RACK PRINCIPAL |  |  |  |  | 1"-DO-B-509-N
[5 empty] | Socketweld | Socketweld | B | 1" | [9 empty] | mm |  | 1 | [5 empty] | New |  |  |  | 350673 | RACK PRINCIPAL |  |  |  |  | 1"-LIH-B-447-N
[5 empty] | Socketweld | Socketweld | B | 1" | [9 empty] | mm |  | 1 | [5 empty] | New |  |  |  | 350674 | RACK PRINCIPAL |  |  |  |  | 1"-LIH-B-447-N
[5 empty] | Socketweld | Socketweld | B | 1" | [9 empty] | mm |  | 1 | [5 empty] | New |  |  |  | 350675 | RACK PRINCIPAL |  |  |  |  | 1"-LIH-B-447-N
[5 empty] | Socketweld | Socketweld | B | 1" | [9 empty] | mm |  | 1 | [5 empty] | New |  |  |  | 350676 | RACK PRINCIPAL |  |  |  |  | 1"-LIH-B-447-N
[5 empty] | Socketweld | Socketweld | B | 1/2" | [9 empty] | mm |  | 0.5 | [5 empty] | New |  |  |  | 350677 | RACK PRINCIPAL |  |  |  |  | 1/2"-LIH-B-405-HT
[5 empty] | Socketweld | Socketweld | B | 1" | [9 empty] | mm |  | 1 | [5 empty] | New |  |  |  | 350678 | RACK PRINCIPAL |  |  |  |  | 1"-PG-B-311-HT
[5 empty] | Socketweld | Socketweld | B | 1/2" | [9 empty] | mm |  | 0.5 | [5 empty] | New |  |  |  | 350679 | RACK PRINCIPAL |  |  |  |  | 1/2"-LIH-B-405-HT
[5 empty] | Socketweld | Socketweld | B | 1 1/2" | [9 empty] | mm |  | 1.5 | [5 empty] | New |  |  |  | 350680 | RACK PRINCIPAL |  |  |  |  | 1 1/2"-LIH-B-421-N
[5 empty] | Socketweld | Socketweld | B | 1" | [9 empty] | mm |  | 1 | [5 empty] | New |  |  |  | 350681 | RACK PRINCIPAL |  |  |  |  | 1"-DO-B-509-N
[5 empty] | Socketweld | Socketweld | B | 1 1/2" | [9 empty] | mm |  | 1.5 | [5 empty] | New |  |  |  | 350682 | RACK PRINCIPAL |  |  |  |  | 1 1/2"-LIH-B-421-N
[5 empty] | Socketweld | Socketweld | B | 1 1/2" | [9 empty] | mm |  | 1.5 | [5 empty] | New |  |  |  | 350683 | RACK PRINCIPAL |  |  |  |  | 1 1/2"-LIH-B-421-N
[5 empty] | Socketweld | Socketweld | B | 1" | [9 empty] | mm |  | 1 | [5 empty] | New |  |  |  | 350684 | RACK PRINCIPAL |  |  |  |  | 1"-DO-B-509-N
[5 empty] | Socketweld | Socketweld | B | 1" | [9 empty] | mm |  | 1 | [5 empty] | New |  |  |  | 350685 | RACK PRINCIPAL |  |  |  |  | 1"-DO-B-509-N
[5 empty] | Socketweld | Socketweld | B | 1" | [9 empty] | mm |  | 1 | [5 empty] | New |  |  |  | 350686 | RACK PRINCIPAL |  |  |  |  | 1"-DO-B-509-N
[5 empty] | Socketweld | Socketweld | A1A2 | 1/2" | [9 empty] | mm |  | 0.5 | [5 empty] | New |  |  |  | 350687 | RACK PRINCIPAL |  |  |  |  | 1/2"-PRW-A2-205-N
[5 empty] | Socketweld | Socketweld | B | 3/4" | [9 empty] | mm |  | 0.75 | [5 empty] | New |  |  |  | 350688 | RACK PRINCIPAL |  |  |  |  | 3/4"-FG-B-322-N
[5 empty] | Socketweld | Socketweld | D | 1 1/2" | [9 empty] | mm |  | 1.5 | [5 empty] | New |  |  |  | 350689 | RACK PRINCIPAL |  |  |  |  | 1 1/2"-FG-B-320-N
[5 empty] | Socketweld | Socketweld | B | 1 1/2" | [9 empty] | mm |  | 1.5 | [5 empty] | New |  |  |  | 350690 | RACK PRINCIPAL |  |  |  |  | 1 1/2"-FG-B-320-N
[5 empty] | Socketweld | Socketweld | B | 3/4" | [9 empty] | mm |  | 0.75 | [5 empty] | New |  |  |  | 350691 | RACK PRINCIPAL |  |  |  |  | 3/4"-FG-B-322-N
[5 empty] | Socketweld | Socketweld | D | 1 1/2" | [9 empty] | mm |  | 1.5 | [5 empty] | New |  |  |  | 350692 | RACK PRINCIPAL |  |  |  |  | 1 1/2"-FG-B-320-N
[5 empty] | Socketweld | Socketweld | B | 1 1/2" | [9 empty] | mm |  | 1.5 | [5 empty] | New |  |  |  | 350693 | RACK PRINCIPAL |  |  |  |  | 1 1/2"-FG-B-320-N
[5 empty] | Socketweld | Socketweld | D | 1 1/2" | [9 empty] | mm |  | 1.5 | [5 empty] | New |  |  |  | 350695 | RACK PRINCIPAL |  |  |  |  | 1 1/2"-FG-B-320-N
[5 empty] | Socketweld | Socketweld | D | 1 1/2" | [9 empty] | mm |  | 1.5 | [5 empty] | New |  |  |  | 350696 | RACK PRINCIPAL |  |  |  |  | 1 1/2"-FG-B-320-N
[5 empty] | Socketweld | Socketweld | B | 3/4" | [9 empty] | mm |  | 0.75 | [5 empty] | New |  |  |  | 350698 | RACK PRINCIPAL |  |  |  |  | 3/4"-FG-B-322-N
[5 empty] | Socketweld | Socketweld | B | 3/4" | [9 empty] | mm |  | 0.75 | [5 empty] | New |  |  |  | 350699 | RACK PRINCIPAL |  |  |  |  | 3/4"-FG-B-322-N
[5 empty] | Socketweld | Socketweld | B | 3/4" | [9 empty] | mm |  | 0.75 | [5 empty] | New |  |  |  | 350701 | RACK PRINCIPAL |  |  |  |  | 3/4"-FG-B-322-N
[5 empty] | Socketweld | Socketweld | B | 3/4" | [9 empty] | mm |  | 0.75 | [5 empty] | New |  |  |  | 350702 | RACK PRINCIPAL |  |  |  |  | 3/4"-FG-B-322-N
[5 empty] | Socketweld | Socketweld | B | 3/4" | [9 empty] | mm |  | 0.75 | [5 empty] | New |  |  |  | 350703 | RACK PRINCIPAL |  |  |  |  | 3/4"-FG-B-322-N
[5 empty] | Socketweld | Socketweld | B | 3/4" | [9 empty] | mm |  | 0.75 | [5 empty] | New |  |  |  | 350704 | RACK PRINCIPAL |  |  |  |  | 3/4"-FG-B-322-N
[5 empty] | Socketweld | Socketweld | B | 3/4" | [9 empty] | mm |  | 0.75 | [5 empty] | New |  |  |  | 350705 | RACK PRINCIPAL |  |  |  |  | 3/4"-FG-B-322-N
[5 empty] | Socketweld | Socketweld | B | 3/4" | [9 empty] | mm |  | 0.75 | [5 empty] | New |  |  |  | 350706 | RACK PRINCIPAL |  |  |  |  | 3/4"-FG-B-322-N
[5 empty] | Socketweld | Socketweld | B | 3/4" | [9 empty] | mm |  | 0.75 | [5 empty] | New |  |  |  | 350707 | RACK PRINCIPAL |  |  |  |  | 3/4"-FG-B-322-N
[5 empty] | Socketweld | Socketweld | B | 3/4" | [9 empty] | mm |  | 0.75 | [5 empty] | New |  |  |  | 350708 | RACK PRINCIPAL |  |  |  |  | 3/4"-FG-B-322-N
[5 empty] | Socketweld | Socketweld | B | 3/4" | [9 empty] | mm |  | 0.75 | [5 empty] | New |  |  |  | 350709 | RACK PRINCIPAL |  |  |  |  | 3/4"-FG-B-322-N
[5 empty] | Socketweld | Socketweld | B | 3/4" | [9 empty] | mm |  | 0.75 | [5 empty] | New |  |  |  | 350710 | RACK PRINCIPAL |  |  |  |  | 3/4"-FG-B-322-N
[5 empty] | Socketweld | Socketweld | B | 3/4" | [9 empty] | mm |  | 0.75 | [5 empty] | New |  |  |  | 350711 | RACK PRINCIPAL |  |  |  |  | 3/4"-FG-B-322-N
[5 empty] | Socketweld | Socketweld | B | 3/4" | [9 empty] | mm |  | 0.75 | [5 empty] | New |  |  |  | 350712 | RACK PRINCIPAL |  |  |  |  | 3/4"-FG-B-322-N
[5 empty] | Socketweld | Socketweld | B | 3/4" | [9 empty] | mm |  | 0.75 | [5 empty] | New |  |  |  | 350713 | RACK PRINCIPAL |  |  |  |  | 3/4"-FG-B-322-N
[5 empty] | Socketweld | Socketweld | B | 3/4" | [9 empty] | mm |  | 0.75 | [5 empty] | New |  |  |  | 350714 | RACK PRINCIPAL |  |  |  |  | 3/4"-FG-B-322-N
[5 empty] | Socketweld | Socketweld | B | 3/4" | [9 empty] | mm |  | 0.75 | [5 empty] | New |  |  |  | 350715 | RACK PRINCIPAL |  |  |  |  | 3/4"-FG-B-322-N
[5 empty] | Socketweld | Socketweld | B | 3/4" | [9 empty] | mm |  | 0.75 | [5 empty] | New |  |  |  | 350716 | RACK PRINCIPAL |  |  |  |  | 3/4"-FG-B-322-N
[5 empty] | Socketweld | Socketweld | B | 3/4" | [9 empty] | mm |  | 0.75 | [5 empty] | New |  |  |  | 350717 | RACK PRINCIPAL |  |  |  |  | 3/4"-FG-B-322-N
[5 empty] | Socketweld | Socketweld | B | 3/4" | [9 empty] | mm |  | 0.75 | [5 empty] | New |  |  |  | 350718 | RACK PRINCIPAL |  |  |  |  | 3/4"-FG-B-322-N
[5 empty] | Socketweld | Socketweld | B | 1 1/2" | [9 empty] | mm |  | 1.5 | [5 empty] | New |  |  |  | 350719 | RACK PRINCIPAL |  |  |  |  | 1 1/2"-FG-B-309-N
[5 empty] | Socketweld | Socketweld | B | 1 1/2" | [9 empty] | mm |  | 1.5 | [5 empty] | New |  |  |  | 350720 | RACK PRINCIPAL |  |  |  |  | 1 1/2"-FG-B-309-N
[5 empty] | Socketweld | Socketweld | B | 3/4" | [9 empty] | mm |  | 0.75 | [5 empty] | New |  |  |  | 350722 | RACK PRINCIPAL |  |  |  |  | 3/4"-FG-B-301-N
[5 empty] | Socketweld | Socketweld | B | 3/4" | [9 empty] | mm |  | 0.75 | [5 empty] | New |  |  |  | 350723 | RACK PRINCIPAL |  |  |  |  | 3/4"-FG-B-322-N
[5 empty] | Socketweld | Socketweld | B | 3/4" | [9 empty] | mm |  | 0.75 | [5 empty] | New |  |  |  | 350725 | RACK PRINCIPAL |  |  |  |  | 3/4"-FG-B-322-N
[5 empty] | Socketweld | Socketweld | B | 3/4" | [9 empty] | mm |  | 0.75 | [5 empty] | New |  |  |  | 350726 | RACK PRINCIPAL |  |  |  |  | 3/4"-FG-B-322-N
[5 empty] | Socketweld | Socketweld | B | 3/4" | [9 empty] | mm |  | 0.75 | [5 empty] | New |  |  |  | 350727 | RACK PRINCIPAL |  |  |  |  | 3/4"-FG-B-322-N
[5 empty] | Socketweld | Socketweld | B | 3/4" | [9 empty] | mm |  | 0.75 | [5 empty] | New |  |  |  | 350728 | RACK PRINCIPAL |  |  |  |  | 3/4"-FG-B-322-N
[5 empty] | Socketweld | Socketweld | B | 3/4" | [9 empty] | mm |  | 0.75 | [5 empty] | New |  |  |  | 350729 | RACK PRINCIPAL |  |  |  |  | 3/4"-FG-B-322-N
[5 empty] | Socketweld | Socketweld | B | 3/4" | [9 empty] | mm |  | 0.75 | [5 empty] | New |  |  |  | 350730 | RACK PRINCIPAL |  |  |  |  | 3/4"-FG-B-322-N
[5 empty] | Socketweld | Socketweld | B | 3/4" | [9 empty] | mm |  | 0.75 | [5 empty] | New |  |  |  | 350731 | RACK PRINCIPAL |  |  |  |  | 3/4"-FG-B-322-N
[5 empty] | Socketweld | Socketweld | B | 3/4" | [9 empty] | mm |  | 0.75 | [5 empty] | New |  |  |  | 350732 | RACK PRINCIPAL |  |  |  |  | 3/4"-FG-B-322-N
[5 empty] | Socketweld | Socketweld | B | 1" | [9 empty] | mm |  | 1 | [5 empty] | New |  |  |  | 350733 | RACK PRINCIPAL |  |  |  |  | 1"-LIH-B-447-N
[5 empty] | Socketweld | Socketweld | B | 1" | [9 empty] | mm |  | 1 | [5 empty] | New |  |  |  | 350734 | RACK PRINCIPAL |  |  |  |  | 1"-LIH-B-447-N
[5 empty] | Socketweld | Socketweld | D | 3/4" | [9 empty] | mm |  | 0.75 | [5 empty] | New |  |  |  | 350735 | RACK PRINCIPAL |  |  |  |  | 3/4"-QUI-D-704-N
[5 empty] | Socketweld | Socketweld | D | 3/4" | [9 empty] | mm |  | 0.75 | [5 empty] | New |  |  |  | 350736 | RACK PRINCIPAL |  |  |  |  | 3/4"-QUI-D-704-N
[5 empty] | Socketweld | Socketweld | D | 3/4" | [9 empty] | mm |  | 0.75 | [5 empty] | New |  |  |  | 350737 | RACK PRINCIPAL |  |  |  |  | 3/4"-QUI-D-702-N
[5 empty] | Socketweld | Socketweld | D | 3/4" | [9 empty] | mm |  | 0.75 | [5 empty] | New |  |  |  | 350738 | RACK PRINCIPAL |  |  |  |  | 3/4"-QUI-D-702-N
[5 empty] | Socketweld | Socketweld | D | 3/4" | [9 empty] | mm |  | 0.75 | [5 empty] | New |  |  |  | 350739 | RACK PRINCIPAL |  |  |  |  | 3/4"-QUI-D-704-N
[5 empty] | Socketweld | Socketweld | D | 3/4" | [9 empty] | mm |  | 0.75 | [5 empty] | New |  |  |  | 350740 | RACK PRINCIPAL |  |  |  |  | 3/4"-QUI-D-704-N
[5 empty] | Socketweld | Socketweld | D | 3/4" | [9 empty] | mm |  | 0.75 | [5 empty] | New |  |  |  | 350741 | RACK PRINCIPAL |  |  |  |  | 3/4"-QUI-D-702-N
[5 empty] | Socketweld | Socketweld | D | 3/4" | [9 empty] | mm |  | 0.75 | [5 empty] | New |  |  |  | 350742 | RACK PRINCIPAL |  |  |  |  | 3/4"-QUI-D-702-N
[5 empty] | Socketweld | Socketweld | D | 3/4" | [9 empty] | mm |  | 0.75 | [5 empty] | New |  |  |  | 350743 | RACK PRINCIPAL |  |  |  |  | 3/4"-QUI-D-704-N
[5 empty] | Socketweld | Socketweld | D | 3/4" | [9 empty] | mm |  | 0.75 | [5 empty] | New |  |  |  | 350744 | RACK PRINCIPAL |  |  |  |  | 3/4"-QUI-D-702-N
[5 empty] | Socketweld | Socketweld | D | 3/4" | [9 empty] | mm |  | 0.75 | [5 empty] | New |  |  |  | 350745 | RACK PRINCIPAL |  |  |  |  | 3/4"-QUI-D-704-N
[5 empty] | Socketweld | Socketweld | D | 3/4" | [9 empty] | mm |  | 0.75 | [5 empty] | New |  |  |  | 350746 | RACK PRINCIPAL |  |  |  |  | 3/4"-QUI-D-702-N
[5 empty] | Socketweld | Socketweld | D | 3/4" | [9 empty] | mm |  | 0.75 | [5 empty] | New |  |  |  | 350747 | RACK PRINCIPAL |  |  |  |  | 3/4"-QUI-D-702-N
[5 empty] | Socketweld | Socketweld | D | 3/4" | [9 empty] | mm |  | 0.75 | [5 empty] | New |  |  |  | 350748 | RACK PRINCIPAL |  |  |  |  | 3/4"-QUI-D-704-N
[5 empty] | Socketweld | Socketweld | D | 3/4" | [9 empty] | mm |  | 0.75 | [5 empty] | New |  |  |  | 350749 | RACK PRINCIPAL |  |  |  |  | 3/4"-QUI-D-702-N
[5 empty] | Socketweld | Socketweld | D | 3/4" | [9 empty] | mm |  | 0.75 | [5 empty] | New |  |  |  | 350750 | RACK PRINCIPAL |  |  |  |  | 3/4"-QUI-D-704-N
[5 empty] | Socketweld | Socketweld | B | 1" | [9 empty] | mm |  | 1 | [5 empty] | New |  |  |  | 350751 | RACK PRINCIPAL |  |  |  |  | 1"-PG-B-311-HT
[5 empty] | Socketweld | Socketweld | B | 3/4" | [9 empty] | mm |  | 0.75 | [5 empty] | New |  |  |  | 350752 | RACK PRINCIPAL |  |  |  |  | 3/4"-FG-B-322-N
[5 empty] | Socketweld | Socketweld | B | 3/4" | [9 empty] | mm |  | 0.75 | [5 empty] | New |  |  |  | 350753 | RACK PRINCIPAL |  |  |  |  | 3/4"-FG-B-322-N
[5 empty] | Socketweld | Socketweld | B | 3/4" | [9 empty] | mm |  | 0.75 | [5 empty] | New |  |  |  | 350754 | RACK PRINCIPAL |  |  |  |  | 3/4"-FG-B-322-N
[5 empty] | Socketweld | Socketweld | B | 3/4" | [9 empty] | mm |  | 0.75 | [5 empty] | New |  |  |  | 350755 | RACK PRINCIPAL |  |  |  |  | 3/4"-FG-B-322-N
[5 empty] | Socketweld | Socketweld | B | 3/4" | [9 empty] | mm |  | 0.75 | [5 empty] | New |  |  |  | 350756 | RACK PRINCIPAL |  |  |  |  | 3/4"-FG-B-322-N
[5 empty] | Socketweld | Socketweld | B | 3/4" | [9 empty] | mm |  | 0.75 | [5 empty] | New |  |  |  | 350757 | RACK PRINCIPAL |  |  |  |  | 3/4"-FG-B-322-N
[5 empty] | Socketweld | Socketweld | B | 3/4" | [9 empty] | mm |  | 0.75 | [5 empty] | New |  |  |  | 350758 | RACK PRINCIPAL |  |  |  |  | 3/4"-FG-B-322-N
[5 empty] | Socketweld | Socketweld | B | 3/4" | [9 empty] | mm |  | 0.75 | [5 empty] | New |  |  |  | 350759 | RACK PRINCIPAL |  |  |  |  | 3/4"-FG-B-322-N
[5 empty] | Socketweld | Socketweld | B | 3/4" | [9 empty] | mm |  | 0.75 | [5 empty] | New |  |  |  | 350760 | RACK PRINCIPAL |  |  |  |  | 3/4"-FG-B-322-N
[5 empty] | Socketweld | Socketweld | B | 3/4" | [9 empty] | mm |  | 0.75 | [5 empty] | New |  |  |  | 350761 | RACK PRINCIPAL |  |  |  |  | 3/4"-FG-B-322-N
[5 empty] | Socketweld | Socketweld | B | 3/4" | [9 empty] | mm |  | 0.75 | [5 empty] | New |  |  |  | 350762 | RACK PRINCIPAL |  |  |  |  | 3/4"-FG-B-322-N
[5 empty] | Socketweld | Socketweld | B | 3/4" | [9 empty] | mm |  | 0.75 | [5 empty] | New |  |  |  | 350763 | RACK PRINCIPAL |  |  |  |  | 3/4"-FG-B-322-N
[5 empty] | Socketweld | Socketweld | B | 3/4" | [9 empty] | mm |  | 0.75 | [5 empty] | New |  |  |  | 350764 | RACK PRINCIPAL |  |  |  |  | 3/4"-FG-B-322-N
[5 empty] | Socketweld | Socketweld | B | 3/4" | [9 empty] | mm |  | 0.75 | [5 empty] | New |  |  |  | 350765 | RACK PRINCIPAL |  |  |  |  | 3/4"-FG-B-322-N
[5 empty] | Socketweld | Socketweld | B | 3/4" | [9 empty] | mm |  | 0.75 | [5 empty] | New |  |  |  | 350766 | RACK PRINCIPAL |  |  |  |  | 3/4"-FG-B-322-N
[5 empty] | Socketweld | Socketweld | B | 3/4" | [9 empty] | mm |  | 0.75 | [5 empty] | New |  |  |  | 350767 | RACK PRINCIPAL |  |  |  |  | 3/4"-FG-B-322-N
[5 empty] | Socketweld | Socketweld | B | 3/4" | [9 empty] | mm |  | 0.75 | [5 empty] | New |  |  |  | 350768 | RACK PRINCIPAL |  |  |  |  | 3/4"-FG-B-322-N
[5 empty] | Socketweld | Socketweld | B | 3/4" | [9 empty] | mm |  | 0.75 | [5 empty] | New |  |  |  | 350769 | RACK PRINCIPAL |  |  |  |  | 3/4"-FG-B-322-N
[5 empty] | Socketweld | Socketweld | B | 3/4" | [9 empty] | mm |  | 0.75 | [5 empty] | New |  |  |  | 350770 | RACK PRINCIPAL |  |  |  |  | 3/4"-FG-B-322-N
[5 empty] | Socketweld | Socketweld | B | 3/4" | [9 empty] | mm |  | 0.75 | [5 empty] | New |  |  |  | 350771 | RACK PRINCIPAL |  |  |  |  | 3/4"-FG-B-322-N
[5 empty] | Socketweld | Socketweld | B | 3/4" | [9 empty] | mm |  | 0.75 | [5 empty] | New |  |  |  | 350772 | RACK PRINCIPAL |  |  |  |  | 3/4"-FG-B-322-N
[5 empty] | Socketweld | Socketweld | B | 3/4" | [9 empty] | mm |  | 0.75 | [5 empty] | New |  |  |  | 350773 | RACK PRINCIPAL |  |  |  |  | 3/4"-FG-B-322-N
[5 empty] | Socketweld | Socketweld | B | 3/4" | [9 empty] | mm |  | 0.75 | [5 empty] | New |  |  |  | 350774 | RACK PRINCIPAL |  |  |  |  | 3/4"-FG-B-322-N
[5 empty] | Socketweld | Socketweld | B | 3/4" | [9 empty] | mm |  | 0.75 | [5 empty] | New |  |  |  | 350775 | RACK PRINCIPAL |  |  |  |  | 3/4"-FG-B-322-N
[5 empty] | Socketweld | Socketweld | B | 3/4" | [9 empty] | mm |  | 0.75 | [5 empty] | New |  |  |  | 350776 | RACK PRINCIPAL |  |  |  |  | 3/4"-FG-B-322-N
[5 empty] | Socketweld | Socketweld | B | 3/4" | [9 empty] | mm |  | 0.75 | [5 empty] | New |  |  |  | 350777 | RACK PRINCIPAL |  |  |  |  | 3/4"-FG-B-322-N
[5 empty] | Socketweld | Socketweld | B | 3/4" | [9 empty] | mm |  | 0.75 | [5 empty] | New |  |  |  | 350778 | RACK PRINCIPAL |  |  |  |  | 3/4"-FG-B-322-N
[5 empty] | Socketweld | Socketweld | B | 3/4" | [9 empty] | mm |  | 0.75 | [5 empty] | New |  |  |  | 350779 | RACK PRINCIPAL |  |  |  |  | 3/4"-FG-B-322-N
[5 empty] | Socketweld | Socketweld | B | 3/4" | [9 empty] | mm |  | 0.75 | [5 empty] | New |  |  |  | 350780 | RACK PRINCIPAL |  |  |  |  | 3/4"-FG-B-324-N
[5 empty] | Socketweld | Socketweld | B | 3/4" | [9 empty] | mm |  | 0.75 | [5 empty] | New |  |  |  | 350781 | RACK PRINCIPAL |  |  |  |  | 3/4"-FG-B-323-N
[5 empty] | Socketweld | Socketweld | B | 3/4" | [9 empty] | mm |  | 0.75 | [5 empty] | New |  |  |  | 350782 | RACK PRINCIPAL |  |  |  |  | 3/4"-FG-B-324-N
[5 empty] | Socketweld | Socketweld | B | 3/4" | [9 empty] | mm |  | 0.75 | [5 empty] | New |  |  |  | 350783 | RACK PRINCIPAL |  |  |  |  | 3/4"-FG-B-322-N
[5 empty] | Socketweld | Socketweld | B | 3/4" | [9 empty] | mm |  | 0.75 | [5 empty] | New |  |  |  | 350784 | RACK PRINCIPAL |  |  |  |  | 3/4"-FG-B-322-N
[5 empty] | Socketweld | Socketweld | B | 1 1/2" | [9 empty] | mm |  | 1.5 | [5 empty] | New |  |  |  | 350785 | RACK PRINCIPAL |  |  |  |  | 1 1/2"-LIH-B-421-N
[5 empty] | Socketweld | Socketweld | B | 1 1/2" | [9 empty] | mm |  | 1.5 | [5 empty] | New |  |  |  | 350789 | RACK PRINCIPAL |  |  |  |  | 1 1/2"-LIH-B-421-N
[5 empty] | Socketweld | Socketweld | B | 3/4" | [9 empty] | mm |  | 0.75 | [5 empty] | New |  |  |  | 350791 | RACK PRINCIPAL |  |  |  |  | 3/4"-FG-B-322-N
[5 empty] | Socketweld | Socketweld | B | 3/4" | [9 empty] | mm |  | 0.75 | [5 empty] | New |  |  |  | 350792 | RACK PRINCIPAL |  |  |  |  | 3/4"-FG-B-322-N
[5 empty] | Socketweld | Socketweld | B | 3/4" | [9 empty] | mm |  | 0.75 | [5 empty] | New |  |  |  | 350793 | RACK PRINCIPAL |  |  |  |  | 3/4"-FG-B-322-N
[5 empty] | Socketweld | Socketweld | B | 3/4" | [9 empty] | mm |  | 0.75 | [5 empty] | New |  |  |  | 350794 | RACK PRINCIPAL |  |  |  |  | 3/4"-FG-B-322-N
[5 empty] | Socketweld | Socketweld | B | 3/4" | [9 empty] | mm |  | 0.75 | [5 empty] | New |  |  |  | 350795 | RACK PRINCIPAL |  |  |  |  | 3/4"-FG-B-322-N
[5 empty] | Socketweld | Socketweld | B | 3/4" | [9 empty] | mm |  | 0.75 | [5 empty] | New |  |  |  | 350796 | RACK PRINCIPAL |  |  |  |  | 3/4"-FG-B-322-N
[5 empty] | Socketweld | Socketweld | B | 3/4" | [9 empty] | mm |  | 0.75 | [5 empty] | New |  |  |  | 350797 | RACK PRINCIPAL |  |  |  |  | 3/4"-FG-B-322-N
[5 empty] | Socketweld | Socketweld | B | 3/4" | [9 empty] | mm |  | 0.75 | [5 empty] | New |  |  |  | 350798 | RACK PRINCIPAL |  |  |  |  | 3/4"-FG-B-322-N
[5 empty] | Socketweld | Socketweld | B | 3/4" | [9 empty] | mm |  | 0.75 | [5 empty] | New |  |  |  | 350799 | RACK PRINCIPAL |  |  |  |  | 3/4"-FG-B-322-N
[5 empty] | Socketweld | Socketweld | D | 3/4" | [9 empty] | mm |  | 0.75 | [5 empty] | New |  |  |  | 350805 | RACK PRINCIPAL |  |  |  |  | 3/4"-QUI-D-704-N
[5 empty] | Socketweld | Socketweld | D | 3/4" | [9 empty] | mm |  | 0.75 | [5 empty] | New |  |  |  | 350806 | RACK PRINCIPAL |  |  |  |  | 3/4"-QUI-D-704-N
[5 empty] | Socketweld | Socketweld | D | 3/4" | [9 empty] | mm |  | 0.75 | [5 empty] | New |  |  |  | 350807 | RACK PRINCIPAL |  |  |  |  | 3/4"-QUI-D-702-N
[5 empty] | Socketweld | Socketweld | D | 3/4" | [9 empty] | mm |  | 0.75 | [5 empty] | New |  |  |  | 350808 | RACK PRINCIPAL |  |  |  |  | 3/4"-QUI-D-702-N
[5 empty] | Socketweld | Socketweld | B | 1 1/2" | [9 empty] | mm |  | 1.5 | [5 empty] | New |  |  |  | 350810 | RACK PRINCIPAL |  |  |  |  | 1 1/2"-FG-B-309-N
[5 empty] | Socketweld | Socketweld | B | 3/4" | [9 empty] | mm |  | 0.75 | [5 empty] | New |  |  |  | 350814 | RACK PRINCIPAL |  |  |  |  | 3/4"-FG-B-322-N
[5 empty] | Socketweld | Socketweld | B | 3/4" | [9 empty] | mm |  | 0.75 | [5 empty] | New |  |  |  | 350815 | RACK PRINCIPAL |  |  |  |  | 3/4"-FG-B-322-N
[5 empty] | Socketweld | Socketweld | B | 3/4" | [9 empty] | mm |  | 0.75 | [5 empty] | New |  |  |  | 350816 | RACK PRINCIPAL |  |  |  |  | 3/4"-FG-B-322-N
[5 empty] | Socketweld | Socketweld | B | 3/4" | [9 empty] | mm |  | 0.75 | [5 empty] | New |  |  |  | 350817 | RACK PRINCIPAL |  |  |  |  | 3/4"-FG-B-324-N
[5 empty] | Socketweld | Socketweld | B | 3/4" | [9 empty] | mm |  | 0.75 | [5 empty] | New |  |  |  | 350818 | RACK PRINCIPAL |  |  |  |  | 3/4"-FG-B-324-N
[5 empty] | Socketweld | Socketweld | B | 3/4" | [9 empty] | mm |  | 0.75 | [5 empty] | New |  |  |  | 350819 | RACK PRINCIPAL |  |  |  |  | 3/4"-FG-B-324-N
[5 empty] | Socketweld | Socketweld | B | 3/4" | [9 empty] | mm |  | 0.75 | [5 empty] | New |  |  |  | 350820 | RACK PRINCIPAL |  |  |  |  | 3/4"-FG-B-324-N
[5 empty] | Socketweld | Socketweld | B | 3/4" | [9 empty] | mm |  | 0.75 | [5 empty] | New |  |  |  | 350821 | RACK PRINCIPAL |  |  |  |  | 3/4"-FG-B-324-N
[5 empty] | Socketweld | Socketweld | B | 3/4" | [9 empty] | mm |  | 0.75 | [5 empty] | New |  |  |  | 350822 | RACK PRINCIPAL |  |  |  |  | 3/4"-FG-B-324-N
[5 empty] | Socketweld | Socketweld | B | 3/4" | [9 empty] | mm |  | 0.75 | [5 empty] | New |  |  |  | 350823 | RACK PRINCIPAL |  |  |  |  | 3/4"-FG-B-323-N
[5 empty] | Socketweld | Socketweld | B | 3/4" | [9 empty] | mm |  | 0.75 | [5 empty] | New |  |  |  | 350824 | RACK PRINCIPAL |  |  |  |  | 3/4"-FG-B-324-N
[5 empty] | Socketweld | Socketweld | B | 3/4" | [9 empty] | mm |  | 0.75 | [5 empty] | New |  |  |  | 350825 | RACK PRINCIPAL |  |  |  |  | 3/4"-FG-B-324-N
[5 empty] | Socketweld | Socketweld | B | 3/4" | [9 empty] | mm |  | 0.75 | [5 empty] | New |  |  |  | 350826 | RACK PRINCIPAL |  |  |  |  | 3/4"-FG-B-323-N
[5 empty] | Socketweld | Socketweld | B | 3/4" | [9 empty] | mm |  | 0.75 | [5 empty] | New |  |  |  | 350827 | RACK PRINCIPAL |  |  |  |  | 3/4"-FG-B-324-N
[5 empty] | Socketweld | Socketweld | B | 3/4" | [9 empty] | mm |  | 0.75 | [5 empty] | New |  |  |  | 350828 | RACK PRINCIPAL |  |  |  |  | 3/4"-FG-B-324-N
[5 empty] | Socketweld | Socketweld | B | 3/4" | [9 empty] | mm |  | 0.75 | [5 empty] | New |  |  |  | 350829 | RACK PRINCIPAL |  |  |  |  | 3/4"-FG-B-324-N
[5 empty] | Socketweld | Socketweld | B | 3/4" | [9 empty] | mm |  | 0.75 | [5 empty] | New |  |  |  | 350830 | RACK PRINCIPAL |  |  |  |  | 3/4"-FG-B-323-N
[5 empty] | Socketweld | Socketweld | B | 3/4" | [9 empty] | mm |  | 0.75 | [5 empty] | New |  |  |  | 350831 | RACK PRINCIPAL |  |  |  |  | 3/4"-FG-B-323-N
[5 empty] | Socketweld | Socketweld | B | 3/4" | [9 empty] | mm |  | 0.75 | [5 empty] | New |  |  |  | 350832 | RACK PRINCIPAL |  |  |  |  | 3/4"-FG-B-324-N
[5 empty] | Socketweld | Socketweld | B | 3/4" | [9 empty] | mm |  | 0.75 | [5 empty] | New |  |  |  | 350833 | RACK PRINCIPAL |  |  |  |  | 3/4"-FG-B-323-N
[5 empty] | Socketweld | Socketweld | B | 3/4" | [9 empty] | mm |  | 0.75 | [5 empty] | New |  |  |  | 350834 | RACK PRINCIPAL |  |  |  |  | 3/4"-FG-B-323-N
[5 empty] | Socketweld | Socketweld | B | 3/4" | [9 empty] | mm |  | 0.75 | [5 empty] | New |  |  |  | 350835 | RACK PRINCIPAL |  |  |  |  | 3/4"-FG-B-322-N
[5 empty] | Socketweld | Socketweld | B | 3/4" | [9 empty] | mm |  | 0.75 | [5 empty] | New |  |  |  | 350836 | RACK PRINCIPAL |  |  |  |  | 3/4"-FG-B-323-N
[5 empty] | Socketweld | Socketweld | B | 3/4" | [9 empty] | mm |  | 0.75 | [5 empty] | New |  |  |  | 350837 | RACK PRINCIPAL |  |  |  |  | 3/4"-FG-B-323-N
[5 empty] | Socketweld | Socketweld | B | 3/4" | [9 empty] | mm |  | 0.75 | [5 empty] | New |  |  |  | 350838 | RACK PRINCIPAL |  |  |  |  | 3/4"-FG-B-324-N
[5 empty] | Socketweld | Socketweld | B | 3/4" | [9 empty] | mm |  | 0.75 | [5 empty] | New |  |  |  | 350839 | RACK PRINCIPAL |  |  |  |  | 3/4"-FG-B-323-N
[5 empty] | Socketweld | Socketweld | B | 3/4" | [9 empty] | mm |  | 0.75 | [5 empty] | New |  |  |  | 350840 | RACK PRINCIPAL |  |  |  |  | 3/4"-FG-B-323-N
[5 empty] | Socketweld | Socketweld | B | 3/4" | [9 empty] | mm |  | 0.75 | [5 empty] | New |  |  |  | 350841 | RACK PRINCIPAL |  |  |  |  | 3/4"-FG-B-324-N
[5 empty] | Socketweld | Socketweld | B | 3/4" | [9 empty] | mm |  | 0.75 | [5 empty] | New |  |  |  | 350842 | RACK PRINCIPAL |  |  |  |  | 3/4"-FG-B-323-N
[5 empty] | Socketweld | Socketweld | B | 3/4" | [9 empty] | mm |  | 0.75 | [5 empty] | New |  |  |  | 350843 | RACK PRINCIPAL |  |  |  |  | 3/4"-FG-B-323-N
[5 empty] | Socketweld | Socketweld | B | 3/4" | [9 empty] | mm |  | 0.75 | [5 empty] | New |  |  |  | 350844 | RACK PRINCIPAL |  |  |  |  | 3/4"-FG-B-323-N
[5 empty] | Socketweld | Socketweld | B | 3/4" | [9 empty] | mm |  | 0.75 | [5 empty] | New |  |  |  | 350845 | RACK PRINCIPAL |  |  |  |  | 3/4"-FG-B-323-N
[5 empty] | Socketweld | Socketweld | B | 3/4" | [9 empty] | mm |  | 0.75 | [5 empty] | New |  |  |  | 350846 | RACK PRINCIPAL |  |  |  |  | 3/4"-FG-B-323-N
[5 empty] | Socketweld | Socketweld | B | 3/4" | [9 empty] | mm |  | 0.75 | [5 empty] | New |  |  |  | 350847 | RACK PRINCIPAL |  |  |  |  | 3/4"-FG-B-323-N
[5 empty] | Socketweld | Socketweld | B | 3/4" | [9 empty] | mm |  | 0.75 | [5 empty] | New |  |  |  | 350848 | RACK PRINCIPAL |  |  |  |  | 3/4"-FG-B-323-N
[5 empty] | Socketweld | Socketweld | B | 3/4" | [9 empty] | mm |  | 0.75 | [5 empty] | New |  |  |  | 350849 | RACK PRINCIPAL |  |  |  |  | 3/4"-FG-B-322-N
[5 empty] | Socketweld | Socketweld | B | 3/4" | [9 empty] | mm |  | 0.75 | [5 empty] | New |  |  |  | 350850 | RACK PRINCIPAL |  |  |  |  | 3/4"-FG-B-322-N
[5 empty] | Socketweld | Socketweld | B | 3/4" | [9 empty] | mm |  | 0.75 | [5 empty] | New |  |  |  | 350851 | RACK PRINCIPAL |  |  |  |  | 3/4"-FG-B-322-N
[5 empty] | Socketweld | Socketweld | B | 1/2" | [9 empty] | mm |  | 0.5 | [5 empty] | New |  |  |  | 350854 | RACK PRINCIPAL |  |  |  |  | 3/4"-FG-B-322-N
[5 empty] | Socketweld | Socketweld | B | 1/2" | [9 empty] | mm |  | 0.5 | [5 empty] | New |  |  |  | 350855 | RACK PRINCIPAL |  |  |  |  | 3/4"-FG-B-322-N
[5 empty] | Socketweld | Socketweld | B | 1/2" | [9 empty] | mm |  | 0.5 | [5 empty] | New |  |  |  | 350872 | RACK PRINCIPAL |  |  |  |  | 3"-LIH-B-439-N
[5 empty] | Socketweld | Socketweld | B | 1/2" | [9 empty] | mm |  | 0.5 | [5 empty] | New |  |  |  | 350873 | RACK PRINCIPAL |  |  |  |  | 3"-LIH-B-440-N
[5 empty] | Socketweld | Socketweld | B | 1/2" | [9 empty] | mm |  | 0.5 | [5 empty] | New |  |  |  | 350874 | RACK PRINCIPAL |  |  |  |  | 3"-LIH-B-439-N
[5 empty] | Socketweld | Socketweld | B | 1/2" | [9 empty] | mm |  | 0.5 | [5 empty] | New |  |  |  | 350875 | RACK PRINCIPAL |  |  |  |  | 3"-LIH-B-440-N
[5 empty] | Socketweld | Socketweld | B | 1/2" | [9 empty] | mm |  | 0.5 | [5 empty] | New |  |  |  | 350876 | RACK PRINCIPAL |  |  |  |  | 3"-LIH-B-439-N
[5 empty] | Socketweld | Socketweld | B | 1" | [9 empty] | mm |  | 1 | [5 empty] | New |  |  |  | 350877 | RACK PRINCIPAL |  |  |  |  | 1"-LIH-B-447-N
[5 empty] | Socketweld | Socketweld | B | 1" | [9 empty] | mm |  | 1 | [5 empty] | New |  |  |  | 350878 | RACK PRINCIPAL |  |  |  |  | 1"-LIH-B-447-N
[5 empty] | Socketweld | Socketweld | B | 1" | [9 empty] | mm |  | 1 | [5 empty] | New |  |  |  | 350879 | RACK PRINCIPAL |  |  |  |  | 1"-LIH-B-447-N
[5 empty] | Socketweld | Socketweld | B | 1" | [9 empty] | mm |  | 1 | [5 empty] | New |  |  |  | 350880 | RACK PRINCIPAL |  |  |  |  | 1"-LIH-B-447-N
[5 empty] | Socketweld | Socketweld | B | 1" | [9 empty] | mm |  | 1 | [5 empty] | New |  |  |  | 350881 | RACK PRINCIPAL |  |  |  |  | 1"-LIH-B-447-N
[5 empty] | Socketweld | Socketweld | B | 1 1/2" | [9 empty] | mm |  | 1.5 | [5 empty] | New |  |  |  | 350882 | RACK PRINCIPAL |  |  |  |  | 3"-LIH-B-440-N
[5 empty] | Socketweld | Socketweld | B | 1" | [9 empty] | mm |  | 1 | [5 empty] | New |  |  |  | 350883 | RACK PRINCIPAL |  |  |  |  | 2"-LIH-B-428-N
[5 empty] | Socketweld | Socketweld | B | 1/2" | [9 empty] | mm |  | 0.5 | [5 empty] | New |  |  |  | 350884 | RACK PRINCIPAL |  |  |  |  | 2"-LIH-B-428-N
[5 empty] | Socketweld | Socketweld | B | 1" | [9 empty] | mm |  | 1 | [5 empty] | New |  |  |  | 350885 | RACK PRINCIPAL |  |  |  |  | 2"-LIH-B-449-N
[5 empty] | Socketweld | Socketweld | B | 1 1/2" | [9 empty] | mm |  | 1.5 | [5 empty] | New |  |  |  | 350886 | RACK PRINCIPAL |  |  |  |  | 3"-LIH-B-439-N
[5 empty] | Socketweld | Socketweld | B | 1" | [9 empty] | mm |  | 1 | [5 empty] | New |  |  |  | 350888 | RACK PRINCIPAL |  |  |  |  | 1"-DO-B-509-N
[5 empty] | Socketweld | Socketweld | B | 1 1/2" | [9 empty] | mm |  | 1.5 | [5 empty] | New |  |  |  | 350895 | RACK PRINCIPAL
[5 empty] | Socketweld | Socketweld | B | 1 1/2" | [9 empty] | mm |  | 1.5 | [5 empty] | New |  |  |  | 350896 | RACK PRINCIPAL |  |  |  |  | 1 1/2"-LIH-B-421-N
[5 empty] | Socketweld | Socketweld | B | 1" | [9 empty] | mm |  | 1 | [5 empty] | New |  |  |  | 350907 | RACK PRINCIPAL |  |  |  |  | 1"-DO-B-509-N
[5 empty] | Socketweld | Socketweld | B | 1" | [9 empty] | mm |  | 1 | [5 empty] | New |  |  |  | 350914 | RACK PRINCIPAL |  |  |  |  | 1"-R-B-615-N
[5 empty] | Socketweld | Socketweld | B | 1/2" | [9 empty] | mm |  | 0.5 | [5 empty] | New |  |  |  | 350915 | RACK PRINCIPAL |  |  |  |  | 1/2"-LIH-B-405-HT
[5 empty] | Socketweld | Socketweld | B | 1/2" | [9 empty] | mm |  | 0.5 | [5 empty] | New |  |  |  | 350917 | RACK PRINCIPAL |  |  |  |  | 1/2"-LIH-B-405-HT
[5 empty] | Socketweld | Socketweld | B | 1/2" | [9 empty] | mm |  | 0.5 | [5 empty] | New |  |  |  | 350918 | RACK PRINCIPAL |  |  |  |  | 1/2"-LIH-B-405-HT
[5 empty] | Socketweld | Socketweld | B | 1/2" | [9 empty] | mm |  | 0.5 | [5 empty] | New |  |  |  | 350919 | RACK PRINCIPAL |  |  |  |  | 1/2"-LIH-B-405-HT
[5 empty] | Socketweld | Socketweld | B | 1/2" | [9 empty] | mm |  | 0.5 | [5 empty] | New |  |  |  | 350921 | RACK PRINCIPAL |  |  |  |  | 1/2"-LIH-B-405-HT
[5 empty] | Socketweld | Socketweld | B | 1/2" | [9 empty] | mm |  | 0.5 | [5 empty] | New |  |  |  | 350922 | RACK PRINCIPAL |  |  |  |  | 1/2"-LIH-B-405-HT
[5 empty] | Socketweld | Socketweld | B | 1" | [9 empty] | mm |  | 1 | [5 empty] | New |  |  |  | 350923 | RACK PRINCIPAL |  |  |  |  | 1"-DO-B-505-N
[5 empty] | Socketweld | Socketweld | B | 1" | [9 empty] | mm |  | 1 | [5 empty] | New |  |  |  | 350926 | RACK PRINCIPAL |  |  |  |  | 1"-DO-B-505-N
[5 empty] | Socketweld | Socketweld | B | 1" | [9 empty] | mm |  | 1 | [5 empty] | New |  |  |  | 350927 | RACK PRINCIPAL |  |  |  |  | 1"-DO-B-505-N
[5 empty] | Socketweld | Socketweld | B | 1/2" | [9 empty] | mm |  | 0.5 | [5 empty] | New |  |  |  | 350928 | RACK PRINCIPAL |  |  |  |  | 1/2"-LIH-B-405-HT
[5 empty] | Socketweld | Socketweld | B | 1/2" | [9 empty] | mm |  | 0.5 | [5 empty] | New |  |  |  | 350931 | RACK PRINCIPAL |  |  |  |  | 1/2"-LIH-B-405-HT
[5 empty] | Socketweld | Socketweld | B | 1" | [9 empty] | mm |  | 1 | [5 empty] | New |  |  |  | 350932 | RACK PRINCIPAL |  |  |  |  | 1"-DO-B-505-N
[5 empty] | Socketweld | Socketweld | B | 1" | [9 empty] | mm |  | 1 | [5 empty] | New |  |  |  | 350933 | RACK PRINCIPAL |  |  |  |  | 1"-LIH-B-412-N
[5 empty] | Socketweld | Socketweld | E | 1" | [9 empty] | mm |  | 1 | [5 empty] | New |  |  |  | 350934 | RACK PRINCIPAL |  |  |  |  | 1"-LIH-B-412-N
[5 empty] | Socketweld | Socketweld | B | 1" | [9 empty] | mm |  | 1 | [5 empty] | New |  |  |  | 350936 | RACK PRINCIPAL |  |  |  |  | 1"-LIH-B-412-N
[5 empty] | Socketweld | Socketweld | B | 1" | [9 empty] | mm |  | 1 | [5 empty] | New |  |  |  | 350937 | RACK PRINCIPAL |  |  |  |  | 1"-LIH-B-412-N
[5 empty] | Socketweld | Socketweld | B | 1 1/2" | [9 empty] | mm |  | 1.5 | [5 empty] | New |  |  |  | 350938 | RACK PRINCIPAL |  |  |  |  | 1 1/2"-LIH-B-421-N
[5 empty] | Socketweld | Socketweld | B | 1 1/2" | [9 empty] | mm |  | 1.5 | [5 empty] | New |  |  |  | 350940 | RACK PRINCIPAL |  |  |  |  | 1 1/2"-LIH-B-421-N
[5 empty] | Socketweld | Socketweld | B | 1 1/2" | [9 empty] | mm |  | 1.5 | [5 empty] | New |  |  |  | 350941 | RACK PRINCIPAL |  |  |  |  | 1 1/2"-LIH-B-421-N
[5 empty] | Socketweld | Socketweld | B | 1" | [9 empty] | mm |  | 1 | [5 empty] | New |  |  |  | 350943 | RACK PRINCIPAL |  |  |  |  | 1"-LIH-B-412-N
[5 empty] | Socketweld | Socketweld | B | 1" | [9 empty] | mm |  | 1 | [5 empty] | New |  |  |  | 350944 | RACK PRINCIPAL |  |  |  |  | 1"-PG-B-311-HT
[5 empty] | Socketweld | Socketweld | B | 1" | [9 empty] | mm |  | 1 | [5 empty] | New |  |  |  | 350945 | RACK PRINCIPAL |  |  |  |  | 1"-PG-B-311-HT
[5 empty] | Socketweld | Socketweld | B | 1" | [9 empty] | mm |  | 1 | [5 empty] | New |  |  |  | 350946 | RACK PRINCIPAL |  |  |  |  | 1"-PG-B-311-HT
[5 empty] | Socketweld | Socketweld | B | 1" | [9 empty] | mm |  | 1 | [5 empty] | New |  |  |  | 350947 | RACK PRINCIPAL |  |  |  |  | 1"-PG-B-311-HT
[5 empty] | Socketweld | Socketweld | B | 1" | [9 empty] | mm |  | 1 | [5 empty] | New |  |  |  | 350948 | RACK PRINCIPAL |  |  |  |  | 1"-PG-B-311-HT
[5 empty] | Socketweld | Socketweld | B | 1" | [9 empty] | mm |  | 1 | [5 empty] | New |  |  |  | 350949 | RACK PRINCIPAL |  |  |  |  | 1"-PG-B-311-HT
[5 empty] | Socketweld | Socketweld | B | 1" | [9 empty] | mm |  | 1 | [5 empty] | New |  |  |  | 350950 | RACK PRINCIPAL |  |  |  |  | 1"-PG-B-311-HT
[5 empty] | Socketweld | Socketweld | D | 3/4" | [9 empty] | mm |  | 0.75 | [5 empty] | New |  |  |  | 350951 | RACK PRINCIPAL |  |  |  |  | 3/4"-QUI-D-702-N
[5 empty] | Socketweld | Socketweld | D | 3/4" | [9 empty] | mm |  | 0.75 | [5 empty] | New |  |  |  | 350952 | RACK PRINCIPAL |  |  |  |  | 3/4"-QUI-D-704-N
[5 empty] | Socketweld | Socketweld | D | 3/4" | [9 empty] | mm |  | 0.75 | [5 empty] | New |  |  |  | 350953 | RACK PRINCIPAL |  |  |  |  | 3/4"-QUI-D-704-N
[5 empty] | Socketweld | Socketweld | D | 3/4" | [9 empty] | mm |  | 0.75 | [5 empty] | New |  |  |  | 350954 | RACK PRINCIPAL |  |  |  |  | 3/4"-QUI-D-704-N
[5 empty] | Socketweld | Socketweld | D | 3/4" | [9 empty] | mm |  | 0.75 | [5 empty] | New |  |  |  | 350956 | RACK PRINCIPAL |  |  |  |  | 3/4"-QUI-D-702-N
[5 empty] | Socketweld | Socketweld | D | 3/4" | [9 empty] | mm |  | 0.75 | [5 empty] | New |  |  |  | 350957 | RACK PRINCIPAL |  |  |  |  | 3/4"-QUI-D-702-N
[5 empty] | Socketweld | Socketweld | D | 3/4" | [9 empty] | mm |  | 0.75 | [5 empty] | New |  |  |  | 350958 | RACK PRINCIPAL |  |  |  |  | 3/4"-QUI-D-704-N
[5 empty] | Socketweld | Socketweld | D | 3/4" | [9 empty] | mm |  | 0.75 | [5 empty] | New |  |  |  | 350959 | RACK PRINCIPAL |  |  |  |  | 3/4"-QUI-D-704-N
[5 empty] | Socketweld | Socketweld | D | 3/4" | [9 empty] | mm |  | 0.75 | [5 empty] | New |  |  |  | 350960 | RACK PRINCIPAL |  |  |  |  | 3/4"-QUI-D-702-N
[5 empty] | Socketweld | Socketweld | D | 3/4" | [9 empty] | mm |  | 0.75 | [5 empty] | New |  |  |  | 350961 | RACK PRINCIPAL |  |  |  |  | 3/4"-QUI-D-704-N
[5 empty] | Socketweld | Socketweld | D | 3/4" | [9 empty] | mm |  | 0.75 | [5 empty] | New |  |  |  | 350962 | RACK PRINCIPAL |  |  |  |  | 3/4"-QUI-D-704-N
[5 empty] | Socketweld | Socketweld | D | 3/4" | [9 empty] | mm |  | 0.75 | [5 empty] | New |  |  |  | 350963 | RACK PRINCIPAL |  |  |  |  | 3/4"-QUI-D-702-N
[5 empty] | Socketweld | Socketweld | D | 3/4" | [9 empty] | mm |  | 0.75 | [5 empty] | New |  |  |  | 350964 | RACK PRINCIPAL |  |  |  |  | 3/4"-QUI-D-702-N
[5 empty] | Socketweld | Socketweld | D | 3/4" | [9 empty] | mm |  | 0.75 | [5 empty] | New |  |  |  | 350965 | RACK PRINCIPAL |  |  |  |  | 3/4"-QUI-D-702-N
[5 empty] | Socketweld | Socketweld | D | 3/4" | [9 empty] | mm |  | 0.75 | [5 empty] | New |  |  |  | 350966 | RACK PRINCIPAL |  |  |  |  | 3/4"-QUI-D-704-N
[5 empty] | Socketweld | Socketweld | B | 1" | [9 empty] | mm |  | 1 | [5 empty] | New |  |  |  | 350967 | RACK PRINCIPAL |  |  |  |  | 1"-PG-B-311-HT
[5 empty] | Socketweld | Socketweld | D | 3/4" | [9 empty] | mm |  | 0.75 | [5 empty] | New |  |  |  | 350968 | RACK PRINCIPAL |  |  |  |  | 3/4"-QUI-D-702-N
[5 empty] | Tapweld | Tapweld | B | 2" | [9 empty] | mm |  | 2 | [5 empty] | New |  |  |  | 350971 | RACK PRINCIPAL |  |  |  |  | 2"-LIH-B-449-N
[5 empty] | Tapweld | Tapweld | B | 2" | [9 empty] | mm |  | 2 | [5 empty] | New |  |  |  | 350972 | RACK PRINCIPAL |  |  |  |  | 2"-LIH-B-417-N
[5 empty] | Tapweld | Tapweld | B | 2" | [9 empty] | mm |  | 2 | [5 empty] | New |  |  |  | 350973 | RACK PRINCIPAL |  |  |  |  | 2"-LIH-B-442-N
[5 empty] | Tapweld | Tapweld | B | 2" | [9 empty] | mm |  | 2 | [5 empty] | New |  |  |  | 350974 | RACK PRINCIPAL |  |  |  |  | 2"-LIH-B-417-N
[5 empty] | Tapweld | Tapweld | B | 2" | [9 empty] | mm |  | 2 | [5 empty] | New |  |  |  | 350975 | RACK PRINCIPAL |  |  |  |  | 2"-LIH-B-442-N
[5 empty] | Tapweld | Tapweld | B | 2" | [9 empty] | mm |  | 2 | [5 empty] | New |  |  |  | 350976 | RACK PRINCIPAL |  |  |  |  | 2"-LIH-B-442-N
[5 empty] | Tapweld | Tapweld | B | 2" | [9 empty] | mm |  | 2 | [5 empty] | New |  |  |  | 350977 | RACK PRINCIPAL |  |  |  |  | 2"-LIH-B-417-N
[5 empty] | Tapweld | Tapweld | B | 3" | [9 empty] | mm |  | 3 | [5 empty] | New |  |  |  | 350978 | RACK PRINCIPAL |  |  |  |  | 3"-LIH-B-439-N
[5 empty] | Tapweld | Tapweld | B | 3" | [9 empty] | mm |  | 3 | [5 empty] | New |  |  |  | 350979 | RACK PRINCIPAL |  |  |  |  | 3"-LIH-B-439-N
[5 empty] | Tapweld | Tapweld | B | 2" | [9 empty] | mm |  | 2 | [5 empty] | New |  |  |  | 350980 | RACK PRINCIPAL |  |  |  |  | 2"-LIH-B-431-N
[5 empty] | Tapweld | Tapweld | B | 6" | [9 empty] | mm |  | 6 | [5 empty] | New |  |  |  | 350986 | RACK PRINCIPAL |  |  |  |  | 6"-FH-B-325-N
[5 empty] | Tapweld | Tapweld | B | 4" | [9 empty] | mm |  | 4 | [5 empty] | New |  |  |  | 350987 | RACK PRINCIPAL |  |  |  |  | 3/4"-FG-B-322-N
[5 empty] | Tapweld | Tapweld | B | 4" | [9 empty] | mm |  | 4 | [5 empty] | New |  |  |  | 350988 | RACK PRINCIPAL |  |  |  |  | 3/4"-FG-B-322-N
[5 empty] | Tapweld | Tapweld | B | 4" | [9 empty] | mm |  | 4 | [5 empty] | New |  |  |  | 350989 | RACK PRINCIPAL |  |  |  |  | 3/4"-FG-B-322-N
[5 empty] | Tapweld | Tapweld | B | 4" | [9 empty] | mm |  | 4 | [5 empty] | New |  |  |  | 350990 | RACK PRINCIPAL |  |  |  |  | 3/4"-FG-B-322-N
[5 empty] | Tapweld | Tapweld | B | 4" | [9 empty] | mm |  | 4 | [5 empty] | New |  |  |  | 350991 | RACK PRINCIPAL |  |  |  |  | 3/4"-FG-B-322-N
[5 empty] | Tapweld | Tapweld | B | 4" | [9 empty] | mm |  | 4 | [5 empty] | New |  |  |  | 350992 | RACK PRINCIPAL |  |  |  |  | 3/4"-FG-B-322-N
[5 empty] | Tapweld | Tapweld | B | 4" | [9 empty] | mm |  | 4 | [5 empty] | New |  |  |  | 350993 | RACK PRINCIPAL |  |  |  |  | 3/4"-FG-B-322-N
[5 empty] | Tapweld | Tapweld | E | 3" | [9 empty] | mm |  | 3 | [5 empty] | New |  |  |  | 350999 | RACK PRINCIPAL |  |  |  |  | 3"-MUL-E-005-N
[5 empty] | Tapweld | Tapweld | E | 3" | [9 empty] | mm |  | 3 | [5 empty] | New |  |  |  | 351002 | RACK PRINCIPAL |  |  |  |  | 3"-MUL-E-006-N
[5 empty] | Tapweld | Tapweld | B | 3" | [9 empty] | mm |  | 3 | [5 empty] | New |  |  |  | 351009 | RACK PRINCIPAL |  |  |  |  | 3"-LIH-B-440-N
[5 empty] | Tapweld | Tapweld | B | 3" | [9 empty] | mm |  | 3 | [5 empty] | New |  |  |  | 351010 | RACK PRINCIPAL |  |  |  |  | 3"-LIH-B-440-N
[5 empty] | Tapweld | Tapweld | B | 2" | [9 empty] | mm |  | 2 | [5 empty] | New |  |  |  | 351012 | RACK PRINCIPAL |  |  |  |  | 2"-LIH-B-428-N
[5 empty] | Tapweld | Tapweld | B | 2" | [9 empty] | mm |  | 2 | [5 empty] | New |  |  |  | 351013 | RACK PRINCIPAL |  |  |  |  | 2"-LIH-B-428-N
STUD BOLT SET A193 Gr B7/ A194 Gr 2H |  |  |  |  | STUD BOLT 5/8" X @@@ LG, ASTM A193, B7 W/2 HEX. NUT 5/8", ASTM A194, GR 2, 2 WASHER 5/8", ASTM F436 | Bolt set | B | 3" |  |  | TYPE=BOLT |  |  |  | RF |  |  | mm |  | 3 |  |  |  | 150 |  | New |  | 0.79 | KG | 351019 | RACK PRINCIPAL |  | 0.94 |  | 88.9 | 3"-LIH-B-440-N
STUD BOLT SET A193 Gr B7/ A194 Gr 2H |  |  |  |  | STUD BOLT 5/8" X @@@ LG, ASTM A193, B7 W/2 HEX. NUT 5/8", ASTM A194, GR 2, 2 WASHER 5/8", ASTM F436 | Bolt set | B | 3" |  |  | TYPE=BOLT |  |  |  | RF |  |  | mm |  | 3 |  |  |  | 150 |  | New |  | 0.79 | KG | 351020 | RACK PRINCIPAL |  | 0.94 |  | 88.9 | 3"-LIH-B-440-N
STUD BOLT SET A193 Gr B7/ A194 Gr 2H |  |  |  |  | STUD BOLT 5/8" X @@@ LG, ASTM A193, B7 W/2 HEX. NUT 5/8", ASTM A194, GR 2, 2 WASHER 5/8", ASTM F436 | Bolt set | B | 3" |  |  | TYPE=BOLT |  |  |  | RF |  |  | mm |  | 3 |  |  |  | 150 |  | New |  | 0.79 | KG | 351021 | RACK PRINCIPAL |  | 0.94 |  | 88.9 | 3"-LIH-B-426-N
STUD BOLT SET A193 Gr B7/ A194 Gr 2H |  |  |  |  | STUD BOLT 5/8" X @@@ LG, ASTM A193, B7 W/2 HEX. NUT 5/8", ASTM A194, GR 2, 2 WASHER 5/8", ASTM F436 | Bolt set | B | 2" |  |  | TYPE=BOLT |  |  |  | RF |  |  | mm |  | 2 |  |  |  | 150 |  | New |  | 0.77 | KG | 351022 | RACK PRINCIPAL |  | 0.75 |  | 82.55 | 2"-LIH-B-428-N
STUD BOLT SET A193 Gr B7/ A194 Gr 2H |  |  |  |  | STUD BOLT 5/8" X @@@ LG, ASTM A193, B7 W/2 HEX. NUT 5/8", ASTM A194, GR 2, 2 WASHER 5/8", ASTM F436 | Bolt set | B | 3" |  |  | TYPE=BOLT |  |  |  | RF |  |  | mm |  | 3 |  |  |  | 150 |  | New |  | 0.79 | KG | 351024 | RACK PRINCIPAL |  | 0.94 |  | 88.9 | 3"-LIH-B-440-N
STUD BOLT SET A193 Gr B7/ A194 Gr 2H |  |  |  |  | STUD BOLT 5/8" X @@@ LG, ASTM A193, B7 W/2 HEX. NUT 5/8", ASTM A194, GR 2, 2 WASHER 5/8", ASTM F436 | Bolt set | B | 2" |  |  | TYPE=BOLT |  |  |  | RF |  |  | mm |  | 2 |  |  |  | 150 |  | New |  | 0.77 | KG | 351025 | RACK PRINCIPAL |  | 0.75 |  | 82.55 | 2"-LIH-B-449-N
STUD BOLT SET A193 Gr B7/ A194 Gr 2H |  |  |  |  | STUD BOLT 5/8" X @@@ LG, ASTM A193, B7 W/2 HEX. NUT 5/8", ASTM A194, GR 2, 2 WASHER 5/8", ASTM F436 | Bolt set | B | 2" |  |  | TYPE=BOLT |  |  |  | RF |  |  | mm |  | 2 |  |  |  | 150 |  | New |  | 0.77 | KG | 351026 | RACK PRINCIPAL |  | 0.75 |  | 82.55 | 2"-LIH-B-449-N
STUD BOLT SET A193 Gr B7/ A194 Gr 2H |  |  |  |  | STUD BOLT 5/8" X @@@ LG, ASTM A193, B7 W/2 HEX. NUT 5/8", ASTM A194, GR 2, 2 WASHER 5/8", ASTM F436 | Bolt set | B | 2" |  |  | TYPE=BOLT |  |  |  | RF |  |  | mm |  | 2 |  |  |  | 150 |  | New |  | 0.77 | KG | 351028 | RACK PRINCIPAL |  | 0.75 |  | 82.55 | 2"-LIH-B-428-N
STUD BOLT SET A193 Gr B7/ A194 Gr 2H |  |  |  |  | STUD BOLT 5/8" X @@@ LG, ASTM A193, B7 W/2 HEX. NUT 5/8", ASTM A194, GR 2, 2 WASHER 5/8", ASTM F436 | Bolt set | B | 2" |  |  | TYPE=BOLT |  |  |  | RF |  |  | mm |  | 2 |  |  |  | 150 |  | New |  | 0.77 | KG | 351029 | RACK PRINCIPAL |  | 0.75 |  | 82.55 | 2"-LIH-B-428-N
STUD BOLT SET A193 Gr B7/ A194 Gr 2H |  |  |  |  | STUD BOLT 5/8" X @@@ LG, ASTM A193, B7 W/2 HEX. NUT 5/8", ASTM A194, GR 2, 2 WASHER 5/8", ASTM F436 | Bolt set | B | 3" |  |  | TYPE=BOLT |  |  |  | RF |  |  | mm |  | 3 |  |  |  | 150 |  | New |  | 0.79 | KG | 351031 | RACK PRINCIPAL |  | 0.94 |  | 88.9 | 3"-LIH-B-440-N
STUD BOLT SET A193 Gr B7/ A194 Gr 2H |  |  |  |  | STUD BOLT 5/8" X @@@ LG, ASTM A193, B7 W/2 HEX. NUT 5/8", ASTM A194, GR 2, 2 WASHER 5/8", ASTM F436 | Bolt set | B | 2" |  |  | TYPE=BOLT |  |  |  | RF |  |  | mm |  | 2 |  |  |  | 150 |  | New |  | 0.77 | KG | 351032 | RACK PRINCIPAL |  | 0.75 |  | 82.55 | 2"-LIH-B-449-N
STUD BOLT SET A193 Gr B7/ A194 Gr 2H |  |  |  |  | STUD BOLT 5/8" X @@@ LG, ASTM A193, B7 W/2 HEX. NUT 5/8", ASTM A194, GR 2, 2 WASHER 5/8", ASTM F436 | Bolt set | B | 2" |  |  | TYPE=BOLT |  |  |  | RF |  |  | mm |  | 2 |  |  |  | 150 |  | New |  | 0.77 | KG | 351033 | RACK PRINCIPAL |  | 0.75 |  | 82.55 | 2"-LIH-B-431-N
STUD BOLT SET A193 Gr B7/ A194 Gr 2H |  |  |  |  | STUD BOLT 5/8" X @@@ LG, ASTM A193, B7 W/2 HEX. NUT 5/8", ASTM A194, GR 2, 2 WASHER 5/8", ASTM F436 | Bolt set | B | 3" |  |  | TYPE=BOLT |  |  |  | RF |  |  | mm |  | 3 |  |  |  | 150 |  | New |  | 0.79 | KG | 351034 | RACK PRINCIPAL |  | 0.94 |  | 88.9 | 3"-LIH-B-439-N
STUD BOLT SET A193 Gr B7/ A194 Gr 2H |  |  |  |  | STUD BOLT 5/8" X @@@ LG, ASTM A193, B7 W/2 HEX. NUT 5/8", ASTM A194, GR 2, 2 WASHER 5/8", ASTM F436 | Bolt set | B | 2" |  |  | TYPE=BOLT |  |  |  | RF |  |  | mm |  | 2 |  |  |  | 150 |  | New |  | 0.77 | KG | 351035 | RACK PRINCIPAL |  | 0.75 |  | 82.55 | 2"-LIH-B-431-N
STUD BOLT SET A193 Gr B7/ A194 Gr 2H |  |  |  |  | STUD BOLT 5/8" X @@@ LG, ASTM A193, B7 W/2 HEX. NUT 5/8", ASTM A194, GR 2, 2 WASHER 5/8", ASTM F436 | Bolt set | B | 3" |  |  | TYPE=BOLT |  |  |  | RF |  |  | mm |  | 3 |  |  |  | 150 |  | New |  | 0.79 | KG | 351036 | RACK PRINCIPAL |  | 0.94 |  | 88.9 | 3"-LIH-B-439-N
STUD BOLT SET A193 Gr B7/ A194 Gr 2H |  |  |  |  | STUD BOLT 7/8" X @@@ LG, ASTM A193, B7 W/2 HEX. NUT 7/8", ASTM A194, GR 2, 2 WASHER 7/8", ASTM F436 | Bolt set | E | 3" |  |  | TYPE=BOLT |  |  |  | RTJ |  |  | mm |  | 3 |  |  |  | 900 |  | New |  | 5.64 | KG | 351038 | RACK PRINCIPAL |  | 1.812 |  | 3690 | 3"-MUL-E-006-N
STUD BOLT SET A193 Gr B7/ A194 Gr 2H |  |  |  |  | STUD BOLT 7/8" X @@@ LG, ASTM A193, B7 W/2 HEX. NUT 7/8", ASTM A194, GR 2, 2 WASHER 7/8", ASTM F436 | Bolt set | E | 3" |  |  | TYPE=BOLT |  |  |  | RTJ |  |  | mm |  | 3 |  |  |  | 900 |  | New |  | 5.64 | KG | 351039 | RACK PRINCIPAL |  | 1.812 |  | 3690 | 3"-MUL-E-006-N
STUD BOLT SET A193 Gr B7/ A194 Gr 2H |  |  |  |  | STUD BOLT 7/8" X @@@ LG, ASTM A193, B7 W/2 HEX. NUT 7/8", ASTM A194, GR 2, 2 WASHER 7/8", ASTM F436 | Bolt set | E | 3" |  |  | TYPE=BOLT |  |  |  | RTJ |  |  | mm |  | 3 |  |  |  | 900 |  | New |  | 5.64 | KG | 351040 | RACK PRINCIPAL |  | 1.812 |  | 3690 | 3"-MUL-E-006-N
STUD BOLT SET A193 Gr B7/ A194 Gr 2H |  |  |  |  | STUD BOLT 7/8" X @@@ LG, ASTM A193, B7 W/2 HEX. NUT 7/8", ASTM A194, GR 2, 2 WASHER 7/8", ASTM F436 | Bolt set | E | 3" |  |  | TYPE=BOLT |  |  |  | RTJ |  |  | mm |  | 3 |  |  |  | 900 |  | New |  | 5.64 | KG | 351041 | RACK PRINCIPAL |  | 1.812 |  | 3690 | 3"-MUL-E-006-N
STUD BOLT SET A193 Gr B7/ A194 Gr 2H |  |  |  |  | STUD BOLT 1 1/8" X @@@ LG, ASTM A193, B7 W/2 HEX. NUT 1 1/8", ASTM A194, GR 2, 2 WASHER 1 1/8", ASTM F436 | Bolt set | E | 4" |  |  | TYPE=BOLT |  |  |  | RTJ |  |  | mm |  | 4 |  |  |  | 900 |  | New |  | 10.88 | KG | 351042 | RACK PRINCIPAL |  | 2.062 |  | 4320 | 4"-MUL-E-004-N
STUD BOLT SET A193 Gr B7/ A194 Gr 2H |  |  |  |  | STUD BOLT 1 1/8" X @@@ LG, ASTM A193, B7 W/2 HEX. NUT 1 1/8", ASTM A194, GR 2, 2 WASHER 1 1/8", ASTM F436 | Bolt set | E | 4" |  |  | TYPE=BOLT |  |  |  | RTJ |  |  | mm |  | 4 |  |  |  | 900 |  | New |  | 10.88 | KG | 351044 | RACK PRINCIPAL |  | 2.062 |  | 4320 | 4"-MUL-K-002-N
STUD BOLT SET A193 Gr B7/ A194 Gr 2H |  |  |  |  | STUD BOLT 1 1/8" X @@@ LG, ASTM A193, B7 W/2 HEX. NUT 1 1/8", ASTM A194, GR 2, 2 WASHER 1 1/8", ASTM F436 | Bolt set | E | 4" |  |  | TYPE=BOLT |  |  |  | RTJ |  |  | mm |  | 4 |  |  |  | 900 |  | New |  | 10.88 | KG | 351045 | RACK PRINCIPAL |  | 2.062 |  | 4320 | 4"-MUL-K-002-N
STUD BOLT SET A193 Gr B7/ A194 Gr 2H |  |  |  |  | STUD BOLT 1 1/8" X @@@ LG, ASTM A193, B7 W/2 HEX. NUT 1 1/8", ASTM A194, GR 2, 2 WASHER 1 1/8", ASTM F436 | Bolt set | E | 4" |  |  | TYPE=BOLT |  |  |  | RTJ |  |  | mm |  | 4 |  |  |  | 900 |  | New |  | 10.88 | KG | 351047 | RACK PRINCIPAL |  | 2.062 |  | 4320 | 4"-MUL-E-003-N
STUD BOLT SET A193 Gr B7/ A194 Gr 2H |  |  |  |  | STUD BOLT 7/8" X @@@ LG, ASTM A193, B7 W/2 HEX. NUT 7/8", ASTM A194, GR 2, 2 WASHER 7/8", ASTM F436 | Bolt set | D | 4" |  |  | TYPE=BOLT |  |  |  | RF |  |  | mm |  | 4 |  |  |  | 600 |  | New |  | 5.64 | KG | 351049 | RACK PRINCIPAL |  | 1.75 |  | 146.05 | 4"-PG-D-314-N
STUD BOLT SET A193 Gr B7/ A194 Gr 2H |  |  |  |  | STUD BOLT 7/8" X @@@ LG, ASTM A193, B7 W/2 HEX. NUT 7/8", ASTM A194, GR 2, 2 WASHER 7/8", ASTM F436 | Bolt set | D | 4" |  |  | TYPE=BOLT |  |  |  | RF |  |  | mm |  | 4 |  |  |  | 600 |  | New |  | 5.64 | KG | 351050 | RACK PRINCIPAL |  | 1.75 |  | 146.05 | 4"-MUL-D-012-N
STUD BOLT SET A193 Gr B7/ A194 Gr 2H |  |  |  |  | STUD BOLT 7/8" X @@@ LG, ASTM A193, B7 W/2 HEX. NUT 7/8", ASTM A194, GR 2, 2 WASHER 7/8", ASTM F436 | Bolt set | D | 4" |  |  | TYPE=BOLT |  |  |  | RF |  |  | mm |  | 4 |  |  |  | 600 |  | New |  | 5.64 | KG | 351051 | RACK PRINCIPAL |  | 1.75 |  | 146.05 | 4"-MUL-D-012-N
STUD BOLT SET A193 Gr B7/ A194 Gr 2H |  |  |  |  | STUD BOLT 7/8" X @@@ LG, ASTM A193, B7 W/2 HEX. NUT 7/8", ASTM A194, GR 2, 2 WASHER 7/8", ASTM F436 | Bolt set | D | 4" |  |  | TYPE=BOLT |  |  |  | RF |  |  | mm |  | 4 |  |  |  | 600 |  | New |  | 5.64 | KG | 351052 | RACK PRINCIPAL |  | 1.75 |  | 146.05 | 4"-MUL-D-014-N
STUD BOLT SET A193 Gr B7/ A194 Gr 2H |  |  |  |  | STUD BOLT 7/8" X @@@ LG, ASTM A193, B7 W/2 HEX. NUT 7/8", ASTM A194, GR 2, 2 WASHER 7/8", ASTM F436 | Bolt set | D | 4" |  |  | TYPE=BOLT |  |  |  | RF |  |  | mm |  | 4 |  |  |  | 600 |  | New |  | 5.64 | KG | 351053 | RACK PRINCIPAL |  | 1.75 |  | 146.05 | 4"-MUL-D-014-N
STUD BOLT SET A193 Gr B7/ A194 Gr 2H |  |  |  |  | STUD BOLT 5/8" X @@@ LG, ASTM A193, B7 W/2 HEX. NUT 5/8", ASTM A194, GR 2, 2 WASHER 5/8", ASTM F436 | Bolt set | B | 2" |  |  | TYPE=BOLT |  |  |  | RF |  |  | mm |  | 2 |  |  |  | 150 |  | New |  | 0.77 | KG | 351055 | RACK PRINCIPAL |  | 0.75 |  | 82.55 | 2"-LIH-B-442-N
STUD BOLT SET A193 Gr B7/ A194 Gr 2H |  |  |  |  | STUD BOLT 5/8" X @@@ LG, ASTM A193, B7 W/2 HEX. NUT 5/8", ASTM A194, GR 2, 2 WASHER 5/8", ASTM F436 | Bolt set | B | 2" |  |  | TYPE=BOLT |  |  |  | RF |  |  | mm |  | 2 |  |  |  | 150 |  | New |  | 0.77 | KG | 351056 | RACK PRINCIPAL |  | 0.75 |  | 82.55 | 2"-LIH-B-414-N
STUD BOLT SET A193 Gr B7/ A194 Gr 2H |  |  |  |  | STUD BOLT 5/8" X @@@ LG, ASTM A193, B7 W/2 HEX. NUT 5/8", ASTM A194, GR 2, 2 WASHER 5/8", ASTM F436 | Bolt set | B | 2" |  |  | TYPE=BOLT |  |  |  | RF |  |  | mm |  | 2 |  |  |  | 150 |  | New |  | 0.77 | KG | 351057 | RACK PRINCIPAL |  | 0.75 |  | 82.55 | 2"-LIH-B-417-N
STUD BOLT SET A193 Gr B7/ A194 Gr 2H |  |  |  |  | STUD BOLT 5/8" X @@@ LG, ASTM A193, B7 W/2 HEX. NUT 5/8", ASTM A194, GR 2, 2 WASHER 5/8", ASTM F436 | Bolt set | B | 2" |  |  | TYPE=BOLT |  |  |  | RF |  |  | mm |  | 2 |  |  |  | 150 |  | New |  | 0.77 | KG | 351058 | RACK PRINCIPAL |  | 0.75 |  | 82.55 | 2"-LIH-B-417-N
STUD BOLT SET A193 Gr B7/ A194 Gr 2H |  |  |  |  | STUD BOLT 5/8" X @@@ LG, ASTM A193, B7 W/2 HEX. NUT 5/8", ASTM A194, GR 2, 2 WASHER 5/8", ASTM F436 | Bolt set | B | 2" |  |  | TYPE=BOLT |  |  |  | RF |  |  | mm |  | 2 |  |  |  | 150 |  | New |  | 0.77 | KG | 351059 | RACK PRINCIPAL |  | 0.75 |  | 82.55 | 2"-LIH-B-442-N
STUD BOLT SET A193 Gr B7/ A194 Gr 2H |  |  |  |  | STUD BOLT 5/8" X @@@ LG, ASTM A193, B7 W/2 HEX. NUT 5/8", ASTM A194, GR 2, 2 WASHER 5/8", ASTM F436 | Bolt set | B | 3" |  |  | TYPE=BOLT |  |  |  | RF |  |  | mm |  | 3 |  |  |  | 150 |  | New |  | 0.79 | KG | 351060 | RACK PRINCIPAL |  | 0.94 |  | 88.9 | 3"-LIH-B-426-N
STUD BOLT SET A193 Gr B7/ A194 Gr 2H |  |  |  |  | STUD BOLT 5/8" X @@@ LG, ASTM A193, B7 W/2 HEX. NUT 5/8", ASTM A194, GR 2, 2 WASHER 5/8", ASTM F436 | Bolt set | B | 3" |  |  | TYPE=BOLT |  |  |  | RF |  |  | mm |  | 3 |  |  |  | 150 |  | New |  | 0.79 | KG | 351061 | RACK PRINCIPAL |  | 0.94 |  | 69.85 | 3"-LIH-B-439-N
STUD BOLT SET A193 Gr B7/ A194 Gr 2H |  |  |  |  | STUD BOLT 5/8" X @@@ LG, ASTM A193, B7 W/2 HEX. NUT 5/8", ASTM A194, GR 2, 2 WASHER 5/8", ASTM F436 | Bolt set | B | 2" |  |  | TYPE=BOLT |  |  |  | RF |  |  | mm |  | 2 |  |  |  | 150 |  | New |  | 0.77 | KG | 351062 | RACK PRINCIPAL |  | 0.75 |  | 69.85 | 2"-LIH-B-431-N
STUD BOLT SET A193 Gr B7/ A194 Gr 2H |  |  |  |  | STUD BOLT 3/4" X @@@ LG, ASTM A193, B7 W/2 HEX. NUT 3/4", ASTM A194, GR 2, 2 WASHER 3/4", ASTM F436 | Bolt set | B | 6" |  |  | TYPE=BOLT |  |  |  | RF |  |  | mm |  | 6 |  |  |  | 150 |  | New |  | 2.91 | KG | 351063 | RACK PRINCIPAL |  | 1 |  | 101.6 | 6"-FH-B-325-N
STUD BOLT SET A193 Gr B7/ A194 Gr 2H |  |  |  |  | STUD BOLT 3/4" X @@@ LG, ASTM A193, B7 W/2 HEX. NUT 3/4", ASTM A194, GR 2, 2 WASHER 3/4", ASTM F436 | Bolt set | B | 6" |  |  | TYPE=BOLT |  |  |  | RF |  |  | mm |  | 6 |  |  |  | 150 |  | New |  | 2.91 | KG | 351064 | RACK PRINCIPAL |  | 1 |  | 101.6 | 6"-FH-B-325-N
STUD BOLT SET A193 Gr B7/ A194 Gr 2H |  |  |  |  | STUD BOLT 3/4" X @@@ LG, ASTM A193, B7 W/2 HEX. NUT 3/4", ASTM A194, GR 2, 2 WASHER 3/4", ASTM F436 | Bolt set | B | 6" |  |  | TYPE=BOLT |  |  |  | RF |  |  | mm |  | 6 |  |  |  | 150 |  | New |  | 2.91 | KG | 351065 | RACK PRINCIPAL |  | 1 |  | 101.6 | 6"-FH-B-325-N
STUD BOLT SET A193 Gr B7/ A194 Gr 2H |  |  |  |  | STUD BOLT 3/4" X @@@ LG, ASTM A193, B7 W/2 HEX. NUT 3/4", ASTM A194, GR 2, 2 WASHER 3/4", ASTM F436 | Bolt set | B | 6" |  |  | TYPE=BOLT |  |  |  | RF |  |  | mm |  | 6 |  |  |  | 150 |  | New |  | 2.91 | KG | 351066 | RACK PRINCIPAL |  | 1 |  | 101.6 | 6"-FH-B-325-N
STUD BOLT SET A193 Gr B7/ A194 Gr 2H |  |  |  |  | STUD BOLT 3/4" X @@@ LG, ASTM A193, B7 W/2 HEX. NUT 3/4", ASTM A194, GR 2, 2 WASHER 3/4", ASTM F436 | Bolt set | B | 6" |  |  | TYPE=BOLT |  |  |  | RF |  |  | mm |  | 6 |  |  |  | 150 |  | New |  | 2.91 | KG | 351067 | RACK PRINCIPAL |  | 1 |  | 101.6 | 6"-FH-B-325-N
STUD BOLT SET A193 Gr B7/ A194 Gr 2H |  |  |  |  | STUD BOLT 3/4" X @@@ LG, ASTM A193, B7 W/2 HEX. NUT 3/4", ASTM A194, GR 2, 2 WASHER 3/4", ASTM F436 | Bolt set | B | 6" |  |  | TYPE=BOLT |  |  |  | RF |  |  | mm |  | 6 |  |  |  | 150 |  | New |  | 2.91 | KG | 351068 | RACK PRINCIPAL |  | 1 |  | 101.6 | 6"-FH-B-325-N
STUD BOLT SET A193 Gr B7/ A194 Gr 2H |  |  |  |  | STUD BOLT 3/4" X @@@ LG, ASTM A193, B7 W/2 HEX. NUT 3/4", ASTM A194, GR 2, 2 WASHER 3/4", ASTM F436 | Bolt set | B | 6" |  |  | TYPE=BOLT |  |  |  | RF |  |  | mm |  | 6 |  |  |  | 150 |  | New |  | 2.91 | KG | 351069 | RACK PRINCIPAL |  | 1 |  | 101.6 | 6"-FH-B-325-N
STUD BOLT SET A193 Gr B7/ A194 Gr 2H |  |  |  |  | STUD BOLT 3/4" X @@@ LG, ASTM A193, B7 W/2 HEX. NUT 3/4", ASTM A194, GR 2, 2 WASHER 3/4", ASTM F436 | Bolt set | B | 6" |  |  | TYPE=BOLT |  |  |  | RF |  |  | mm |  | 6 |  |  |  | 150 |  | New |  | 2.91 | KG | 351070 | RACK PRINCIPAL |  | 1 |  | 101.6 | 6"-FH-B-325-N
STUD BOLT SET A193 Gr B7/ A194 Gr 2H |  |  |  |  | STUD BOLT 5/8" X @@@ LG, ASTM A193, B7 W/2 HEX. NUT 5/8", ASTM A194, GR 2, 2 WASHER 5/8", ASTM F436 | Bolt set | B | 3" |  |  | TYPE=BOLT |  |  |  | RF |  |  | mm |  | 3 |  |  |  | 150 |  | New |  | 0.79 | KG | 351071 | RACK PRINCIPAL |  | 0.94 |  | 69.85 | 3"-LIH-B-439-N
STUD BOLT SET A193 Gr B7/ A194 Gr 2H |  |  |  |  | STUD BOLT 5/8" X @@@ LG, ASTM A193, B7 W/2 HEX. NUT 5/8", ASTM A194, GR 2, 2 WASHER 5/8", ASTM F436 | Bolt set | B | 2" |  |  | TYPE=BOLT |  |  |  | RF |  |  | mm |  | 2 |  |  |  | 150 |  | New |  | 0.77 | KG | 351072 | RACK PRINCIPAL |  | 0.75 |  | 69.85 | 3"-R-B-609-N
STUD BOLT SET A193 Gr B7/ A194 Gr 2H |  |  |  |  | STUD BOLT 5/8" X @@@ LG, ASTM A193, B7 W/2 HEX. NUT 5/8", ASTM A194, GR 2, 2 WASHER 5/8", ASTM F436 | Bolt set | B | 2" |  |  | TYPE=BOLT |  |  |  | RF |  |  | mm |  | 2 |  |  |  | 150 |  | New |  | 0.77 | KG | 351073 | RACK PRINCIPAL |  | 0.75 |  | 69.85 | 3"-R-B-607-N
STUD BOLT SET A193 Gr B7/ A194 Gr 2H |  |  |  |  | STUD BOLT 7/8" X @@@ LG, ASTM A193, B7 W/2 HEX. NUT 7/8", ASTM A194, GR 2, 2 WASHER 7/8", ASTM F436 | Bolt set | D | 4" |  |  | TYPE=BOLT |  |  |  | RF |  |  | mm |  | 4 |  |  |  | 600 |  | New |  | 5.64 | KG | 351074 | RACK PRINCIPAL |  | 1.75 |  | 146.05 | 4"-PG-D-332-N
STUD BOLT SET A193 Gr B7/ A194 Gr 2H |  |  |  |  | STUD BOLT 7/8" X @@@ LG, ASTM A193, B7 W/2 HEX. NUT 7/8", ASTM A194, GR 2, 2 WASHER 7/8", ASTM F436 | Bolt set | E | 3" |  |  | TYPE=BOLT |  |  |  | RTJ |  |  | mm |  | 3 |  |  |  | 900 |  | New |  | 5.64 | KG | 351079 | RACK PRINCIPAL |  | 1.812 |  | 3690 | 3"-MUL-E-005-N
STUD BOLT SET A193 Gr B7/ A194 Gr 2H |  |  |  |  | STUD BOLT 7/8" X @@@ LG, ASTM A193, B7 W/2 HEX. NUT 7/8", ASTM A194, GR 2, 2 WASHER 7/8", ASTM F436 | Bolt set | E | 3" |  |  | TYPE=BOLT |  |  |  | RTJ |  |  | mm |  | 3 |  |  |  | 900 |  | New |  | 5.64 | KG | 351080 | RACK PRINCIPAL |  | 1.812 |  | 3690 | 3"-MUL-E-005-N
STUD BOLT SET A193 Gr B7/ A194 Gr 2H |  |  |  |  | STUD BOLT 7/8" X @@@ LG, ASTM A193, B7 W/2 HEX. NUT 7/8", ASTM A194, GR 2, 2 WASHER 7/8", ASTM F436 | Bolt set | E | 3" |  |  | TYPE=BOLT |  |  |  | RTJ |  |  | mm |  | 3 |  |  |  | 900 |  | New |  | 5.64 | KG | 351081 | RACK PRINCIPAL |  | 1.812 |  | 3690 | 3"-MUL-E-005-N
STUD BOLT SET A193 Gr B7/ A194 Gr 2H |  |  |  |  | STUD BOLT 1 1/8" X @@@ LG, ASTM A193, B7 W/2 HEX. NUT 1 1/8", ASTM A194, GR 2, 2 WASHER 1 1/8", ASTM F436 | Bolt set | E | 4" |  |  | TYPE=BOLT |  |  |  | RTJ |  |  | mm |  | 4 |  |  |  | 900 |  | New |  | 10.88 | KG | 351082 | RACK PRINCIPAL |  | 2.062 |  | 4350 | 4"-MUL-K-002-N
STUD BOLT SET A193 Gr B7/ A194 Gr 2H |  |  |  |  | STUD BOLT 7/8" X @@@ LG, ASTM A193, B7 W/2 HEX. NUT 7/8", ASTM A194, GR 2, 2 WASHER 7/8", ASTM F436 | Bolt set | E | 3" |  |  | TYPE=BOLT |  |  |  | RTJ |  |  | mm |  | 3 |  |  |  | 900 |  | New |  | 5.64 | KG | 351083 | RACK PRINCIPAL |  | 1.812 |  | 3690 | 3"-MUL-E-005-N
STUD BOLT SET A193 Gr B7/ A194 Gr 2H |  |  |  |  | STUD BOLT 3/4" X @@@ LG, ASTM A193, B7 W/2 HEX. NUT 3/4", ASTM A194, GR 2, 2 WASHER 3/4", ASTM F436 | Bolt set | D | 3" |  |  | TYPE=BOLT |  |  |  | RF |  |  | mm |  | 3 |  |  |  | 600 |  | New |  | 3.32 | KG | 351084 | RACK PRINCIPAL |  | 1.5 |  | 127 | 3"-MUL-D-009-N
STUD BOLT SET A193 Gr B7/ A194 Gr 2H |  |  |  |  | STUD BOLT 3/4" X @@@ LG, ASTM A193, B7 W/2 HEX. NUT 3/4", ASTM A194, GR 2, 2 WASHER 3/4", ASTM F436 | Bolt set | D | 3" |  |  | TYPE=BOLT |  |  |  | RF |  |  | mm |  | 3 |  |  |  | 600 |  | New |  | 3.32 | KG | 351085 | RACK PRINCIPAL |  | 1.5 |  | 127 | 3"-MUL-D-008-N
STUD BOLT SET A193 Gr B7/ A194 Gr 2H |  |  |  |  | STUD BOLT 3/4" X @@@ LG, ASTM A193, B7 W/2 HEX. NUT 3/4", ASTM A194, GR 2, 2 WASHER 3/4", ASTM F436 | Bolt set | D | 3" |  |  | TYPE=BOLT |  |  |  | RF |  |  | mm |  | 3 |  |  |  | 600 |  | New |  | 3.32 | KG | 351086 | RACK PRINCIPAL |  | 1.5 |  | 127 | 3"-MUL-D-009-N
STUD BOLT SET A193 Gr B7/ A194 Gr 2H |  |  |  |  | STUD BOLT 3/4" X @@@ LG, ASTM A193, B7 W/2 HEX. NUT 3/4", ASTM A194, GR 2, 2 WASHER 3/4", ASTM F436 | Bolt set | D | 3" |  |  | TYPE=BOLT |  |  |  | RF |  |  | mm |  | 3 |  |  |  | 600 |  | New |  | 3.32 | KG | 351087 | RACK PRINCIPAL |  | 1.5 |  | 127 | 3"-MUL-D-008-N
STUD BOLT SET A193 Gr B7/ A194 Gr 2H |  |  |  |  | STUD BOLT 3/4" X @@@ LG, ASTM A193, B7 W/2 HEX. NUT 3/4", ASTM A194, GR 2, 2 WASHER 3/4", ASTM F436 | Bolt set | D | 3" |  |  | TYPE=BOLT |  |  |  | RF |  |  | mm |  | 3 |  |  |  | 600 |  | New |  | 3.32 | KG | 351088 | RACK PRINCIPAL |  | 1.5 |  | 127 | 3"-MUL-D-009-N
STUD BOLT SET A193 Gr B7/ A194 Gr 2H |  |  |  |  | STUD BOLT 3/4" X @@@ LG, ASTM A193, B7 W/2 HEX. NUT 3/4", ASTM A194, GR 2, 2 WASHER 3/4", ASTM F436 | Bolt set | D | 3" |  |  | TYPE=BOLT |  |  |  | RF |  |  | mm |  | 3 |  |  |  | 600 |  | New |  | 3.32 | KG | 351089 | RACK PRINCIPAL |  | 1.5 |  | 127 | 3"-MUL-D-008-N
STUD BOLT SET A193 Gr B7/ A194 Gr 2H |  |  |  |  | STUD BOLT 7/8" X @@@ LG, ASTM A193, B7 W/2 HEX. NUT 7/8", ASTM A194, GR 2, 2 WASHER 7/8", ASTM F436 | Bolt set | E | 2" |  |  | TYPE=BOLT |  |  |  | RTJ |  |  | mm |  | 2 |  |  |  | 900 |  | New |  | 5.64 | KG | 351094 | RACK PRINCIPAL |  | 1.812 |  | 3690 | 3"-MUL-E-006-N
STUD BOLT SET A193 Gr B7/ A194 Gr 2H |  |  |  |  | STUD BOLT 7/8" X @@@ LG, ASTM A193, B7 W/2 HEX. NUT 7/8", ASTM A194, GR 2, 2 WASHER 7/8", ASTM F436 | Bolt set | E | 2" |  |  | TYPE=BOLT |  |  |  | RTJ |  |  | mm |  | 2 |  |  |  | 900 |  | New |  | 5.64 | KG | 351095 | RACK PRINCIPAL |  | 1.812 |  | 3690 | 3"-MUL-E-005-N
STUD BOLT SET A193 Gr B7/ A194 Gr 2H |  |  |  |  | STUD BOLT 7/8" X @@@ LG, ASTM A193, B7 W/2 HEX. NUT 7/8", ASTM A194, GR 2, 2 WASHER 7/8", ASTM F436 | Bolt set | E | 2" |  |  | TYPE=BOLT |  |  |  | RTJ |  |  | mm |  | 2 |  |  |  | 900 |  | New |  | 5.64 | KG | 351096 | RACK PRINCIPAL |  | 1.812 |  | 3690 | 3"-MUL-E-005-N
STUD BOLT SET A193 Gr B7/ A194 Gr 2H |  |  |  |  | STUD BOLT 7/8" X @@@ LG, ASTM A193, B7 W/2 HEX. NUT 7/8", ASTM A194, GR 2, 2 WASHER 7/8", ASTM F436 | Bolt set | E | 2" |  |  | TYPE=BOLT |  |  |  | RTJ |  |  | mm |  | 2 |  |  |  | 900 |  | New |  | 5.64 | KG | 351097 | RACK PRINCIPAL |  | 1.812 |  | 3690 | 3"-MUL-E-006-N
STUD BOLT SET A193 Gr B7/ A194 Gr 2H |  |  |  |  | STUD BOLT 3/4" X @@@ LG, ASTM A193, B7 W/2 HEX. NUT 3/4", ASTM A194, GR 2, 2 WASHER 3/4", ASTM F436 | Bolt set | B | 6" |  |  | TYPE=BOLT |  |  |  | RF |  |  | mm |  | 6 |  |  |  | 150 |  | New |  | 2.91 | KG | 351098 | RACK PRINCIPAL |  | 1 |  | 101.6 | 6"-FH-B-325-N
STUD BOLT SET A193 Gr B7/ A194 Gr 2H |  |  |  |  | STUD BOLT 3/4" X @@@ LG, ASTM A193, B7 W/2 HEX. NUT 3/4", ASTM A194, GR 2, 2 WASHER 3/4", ASTM F436 | Bolt set | B | 6" |  |  | TYPE=BOLT |  |  |  | RF |  |  | mm |  | 6 |  |  |  | 150 |  | New |  | 2.91 | KG | 351099 | RACK PRINCIPAL |  | 1 |  | 101.6 | 6"-FH-B-619-N
STUD BOLT SET A193 Gr B7/ A194 Gr 2H |  |  |  |  | STUD BOLT 5/8" X @@@ LG, ASTM A193, B7 W/2 HEX. NUT 5/8", ASTM A194, GR 2, 2 WASHER 5/8", ASTM F436 | Bolt set | B | 2" |  |  | TYPE=BOLT |  |  |  | RF |  |  | mm |  | 2 |  |  |  | 150 |  | New |  | 0.77 | KG | 351101 | RACK PRINCIPAL |  | 0.75 |  | 82.55 | 3/4"-FG-B-322-N
STUD BOLT SET A193 Gr B7/ A194 Gr 2H |  |  |  |  | STUD BOLT 5/8" X @@@ LG, ASTM A193, B7 W/2 HEX. NUT 5/8", ASTM A194, GR 2, 2 WASHER 5/8", ASTM F436 | Bolt set | B | 2" |  |  | TYPE=BOLT |  |  |  | RF |  |  | mm |  | 2 |  |  |  | 150 |  | New |  | 0.77 | KG | 351102 | RACK PRINCIPAL |  | 0.75 |  | 82.55 | 3/4"-FG-B-322-N
STUD BOLT SET A193 Gr B7/ A194 Gr 2H |  |  |  |  | STUD BOLT 5/8" X @@@ LG, ASTM A193, B7 W/2 HEX. NUT 5/8", ASTM A194, GR 2, 2 WASHER 5/8", ASTM F436 | Bolt set | B | 2" |  |  | TYPE=BOLT |  |  |  | RF |  |  | mm |  | 2 |  |  |  | 150 |  | New |  | 0.77 | KG | 351103 | RACK PRINCIPAL |  | 0.75 |  | 82.55 | 3/4"-FG-B-322-N
STUD BOLT SET A193 Gr B7/ A194 Gr 2H |  |  |  |  | STUD BOLT 5/8" X @@@ LG, ASTM A193, B7 W/2 HEX. NUT 5/8", ASTM A194, GR 2, 2 WASHER 5/8", ASTM F436 | Bolt set | B | 2" |  |  | TYPE=BOLT |  |  |  | RF |  |  | mm |  | 2 |  |  |  | 150 |  | New |  | 0.77 | KG | 351104 | RACK PRINCIPAL |  | 0.75 |  | 82.55 | 2"-LIH-B-413-N
STUD BOLT SET A193 Gr B7/ A194 Gr 2H |  |  |  |  | STUD BOLT 5/8" X @@@ LG, ASTM A193, B7 W/2 HEX. NUT 5/8", ASTM A194, GR 2, 2 WASHER 5/8", ASTM F436 | Bolt set | B | 2" |  |  | TYPE=BOLT |  |  |  | RF |  |  | mm |  | 2 |  |  |  | 150 |  | New |  | 0.77 | KG | 351105 | RACK PRINCIPAL |  | 0.75 |  | 82.55 | 1 1/2"-LIH-B-421-N
STUD BOLT SET A193 Gr B7/ A194 Gr 2H |  |  |  |  | STUD BOLT 5/8" X @@@ LG, ASTM A193, B7 W/2 HEX. NUT 5/8", ASTM A194, GR 2, 2 WASHER 5/8", ASTM F436 | Bolt set | B | 2" |  |  | TYPE=BOLT |  |  |  | RF |  |  | mm |  | 2 |  |  |  | 150 |  | New |  | 0.77 | KG | 351106 | RACK PRINCIPAL |  | 0.75 |  | 82.55 | 1 1/2"-LIH-B-421-N
STUD BOLT SET A193 Gr B7/ A194 Gr 2H |  |  |  |  | STUD BOLT 5/8" X @@@ LG, ASTM A193, B7 W/2 HEX. NUT 5/8", ASTM A194, GR 2, 2 WASHER 5/8", ASTM F436 | Bolt set | B | 2" |  |  | TYPE=BOLT |  |  |  | RF |  |  | mm |  | 2 |  |  |  | 150 |  | New |  | 0.77 | KG | 351107 | RACK PRINCIPAL |  | 0.75 |  | 82.55 | 1 1/2"-LIH-B-421-N
STUD BOLT SET A193 Gr B7/ A194 Gr 2H |  |  |  |  | STUD BOLT 1/2" X @@@ LG, ASTM A193, B7 W/2 HEX. NUT 1/2", ASTM A194, GR 2, 2 WASHER 1/2", ASTM F436 | Bolt set | B | 1" |  |  | TYPE=BOLT |  |  |  | RF |  |  | mm |  | 1 |  |  |  | 150 |  | New |  | 0.5 | KG | 351109 | RACK PRINCIPAL |  | 0.56 |  | 63.5 | 2"-LIH-B-449-N
STUD BOLT SET A193 Gr B7/ A194 Gr 2H |  |  |  |  | STUD BOLT 1/2" X @@@ LG, ASTM A193, B7 W/2 HEX. NUT 1/2", ASTM A194, GR 2, 2 WASHER 1/2", ASTM F436 | Bolt set | B | 1 1/2" |  |  | TYPE=BOLT |  |  |  | RF |  |  | mm |  | 1.5 |  |  |  | 150 |  | New |  | 0.52 | KG | 351110 | RACK PRINCIPAL |  | 0.68 |  | 69.85 | 3"-LIH-B-440-N
STUD BOLT SET A193 Gr B7/ A194 Gr 2H |  |  |  |  | STUD BOLT 1/2" X @@@ LG, ASTM A193, B7 W/2 HEX. NUT 1/2", ASTM A194, GR 2, 2 WASHER 1/2", ASTM F436 | Bolt set | B | 1" |  |  | TYPE=BOLT |  |  |  | RF |  |  | mm |  | 1 |  |  |  | 150 |  | New |  | 0.5 | KG | 351111 | RACK PRINCIPAL |  | 0.56 |  | 63.5 | 2"-LIH-B-428-N
STUD BOLT SET A193 Gr B7/ A194 Gr 2H |  |  |  |  | STUD BOLT 1/2" X @@@ LG, ASTM A193, B7 W/2 HEX. NUT 1/2", ASTM A194, GR 2, 2 WASHER 1/2", ASTM F436 | Bolt set | B | 1 1/2" |  |  | TYPE=BOLT |  |  |  | RF |  |  | mm |  | 1.5 |  |  |  | 150 |  | New |  | 0.52 | KG | 351112 | RACK PRINCIPAL |  | 0.68 |  | 69.85 | 3"-LIH-B-439-N
STUD BOLT SET A193 Gr B7/ A194 Gr 2H |  |  |  |  | STUD BOLT 7/8" X @@@ LG, ASTM A193, B7 W/2 HEX. NUT 7/8", ASTM A194, GR 2, 2 WASHER 7/8", ASTM F436 | Bolt set | D | 4" |  |  | TYPE=BOLT |  |  |  | RF |  |  | mm |  | 4 |  |  |  | 600 |  | New |  | 5.64 | KG | 351120 | RACK PRINCIPAL |  | 1.75 |  | 146.05 | 4"-PG-D-332-N
STUD BOLT SET A193 Gr B7/ A194 Gr 2H |  |  |  |  | STUD BOLT 7/8" X @@@ LG, ASTM A193, B7 W/2 HEX. NUT 7/8", ASTM A194, GR 2, 2 WASHER 7/8", ASTM F436 | Bolt set | D | 4" |  |  | TYPE=BOLT |  |  |  | RF |  |  | mm |  | 4 |  |  |  | 600 |  | New |  | 5.64 | KG | 351121 | RACK PRINCIPAL |  | 1.75 |  | 146.05 | 4"-PG-D-332-N
[5 empty] | Thread | Thread | A1A2 | 1" | [9 empty] | mm |  | 1 | [5 empty] | New |  |  |  | 351144 | RACK PRINCIPAL |  |  |  |  | 1"-IA-A1-906-N
[5 empty] | Thread | Thread | A1A2 | 1" | [9 empty] | mm |  | 1 | [5 empty] | New |  |  |  | 351145 | RACK PRINCIPAL |  |  |  |  | 1"-IA-A1-906-N
[5 empty] | Thread | Thread | A1A2 | 1" | [9 empty] | mm |  | 1 | [5 empty] | New |  |  |  | 351146 | RACK PRINCIPAL |  |  |  |  | 1"-IA-A1-906-N
[5 empty] | Thread | Thread | A1A2 | 1" | [9 empty] | mm |  | 1 | [5 empty] | New |  |  |  | 351147 | RACK PRINCIPAL |  |  |  |  | 1"-IA-A1-906-N
[5 empty] | Thread | Thread | A1A2 | 1" | [9 empty] | mm |  | 1 | [5 empty] | New |  |  |  | 351148 | RACK PRINCIPAL |  |  |  |  | 1"-IA-A1-906-N
[5 empty] | Thread | Thread | A1A2 | 1" | [9 empty] | mm |  | 1 | [5 empty] | New |  |  |  | 351149 | RACK PRINCIPAL |  |  |  |  | 1"-IA-A1-906-N
[5 empty] | Thread | Thread | A1A2 | 1" | [9 empty] | mm |  | 1 | [5 empty] | New |  |  |  | 351150 | RACK PRINCIPAL |  |  |  |  | 1"-IA-A1-906-N
[5 empty] | Thread | Thread | A1A2 | 1" | [9 empty] | mm |  | 1 | [5 empty] | New |  |  |  | 351151 | RACK PRINCIPAL |  |  |  |  | 1"-IA-A1-906-N
[5 empty] | Thread | Thread | A1A2 | 1" | [9 empty] | mm |  | 1 | [5 empty] | New |  |  |  | 351152 | RACK PRINCIPAL |  |  |  |  | 1"-IA-A1-906-N
[5 empty] | Thread | Thread | A1A2 | 1" | [9 empty] | mm |  | 1 | [5 empty] | New |  |  |  | 351153 | RACK PRINCIPAL |  |  |  |  | 1"-IA-A1-906-N
[5 empty] | Thread | Thread | A1A2 | 1" | [9 empty] | mm |  | 1 | [5 empty] | New |  |  |  | 351154 | RACK PRINCIPAL |  |  |  |  | 1"-IA-A1-906-N
[5 empty] | Thread | Thread | A1A2 | 1" | [9 empty] | mm |  | 1 | [5 empty] | New |  |  |  | 351155 | RACK PRINCIPAL |  |  |  |  | 1"-IA-A1-906-N
[5 empty] | Thread | Thread | A1A2 | 1" | [9 empty] | mm |  | 1 | [5 empty] | New |  |  |  | 351156 | RACK PRINCIPAL |  |  |  |  | 1"-IA-A1-906-N
[5 empty] | Thread | Thread | A1A2 | 1" | [9 empty] | mm |  | 1 | [5 empty] | New |  |  |  | 351157 | RACK PRINCIPAL |  |  |  |  | 1"-IA-A1-906-N
[5 empty] | Thread | Thread | B | 1/2" | [9 empty] | mm |  | 0.5 | [5 empty] | New |  |  |  | 351159 | RACK PRINCIPAL |  |  |  |  | 2"-LIH-B-449-N
[5 empty] | Thread | Thread | A1A2 | 1/2" | [9 empty] | mm |  | 0.5 | [5 empty] | New |  |  |  | 351160 | RACK PRINCIPAL |  |  |  |  | 1/2"-PRW-A2-205-N
[5 empty] | Thread | Thread | A1A2 | 1/2" | [9 empty] | mm |  | 0.5 | [5 empty] | New |  |  |  | 351161 | RACK PRINCIPAL |  |  |  |  | 1/2"-PRW-A2-205-N
[5 empty] | Thread | Thread | A1A2 | 1/2" | [9 empty] | mm |  | 0.5 | [5 empty] | New |  |  |  | 351162 | RACK PRINCIPAL |  |  |  |  | 1/2"-PRW-A2-205-N
[5 empty] | Thread | Thread | A1A2 | 1/2" | [9 empty] | mm |  | 0.5 | [5 empty] | New |  |  |  | 351163 | RACK PRINCIPAL |  |  |  |  | 1/2"-PRW-A2-205-N
[5 empty] | Thread | Thread | A1A2 | 1/2" | [9 empty] | mm |  | 0.5 | [5 empty] | New |  |  |  | 351164 | RACK PRINCIPAL |  |  |  |  | 1/2"-PRW-A2-205-N
[5 empty] | Thread | Thread | A1A2 | 1/2" | [9 empty] | mm |  | 0.5 | [5 empty] | New |  |  |  | 351165 | RACK PRINCIPAL |  |  |  |  | 1/2"-PRW-A2-205-N
[5 empty] | Thread | Thread | A1A2 | 1/2" | [9 empty] | mm |  | 0.5 | [5 empty] | New |  |  |  | 351166 | RACK PRINCIPAL |  |  |  |  | 1/2"-PRW-A2-205-N
[5 empty] | Thread | Thread | A1A2 | 1/2" | [9 empty] | mm |  | 0.5 | [5 empty] | New |  |  |  | 351167 | RACK PRINCIPAL |  |  |  |  | 1/2"-PRW-A2-205-N
[5 empty] | Thread | Thread | A1A2 | 1/2" | [9 empty] | mm |  | 0.5 | [5 empty] | New |  |  |  | 351168 | RACK PRINCIPAL |  |  |  |  | 1/2"-PRW-A2-205-N
[5 empty] | Thread | Thread | A1A2 | 1/2" | [9 empty] | mm |  | 0.5 | [5 empty] | New |  |  |  | 351169 | RACK PRINCIPAL |  |  |  |  | 1/2"-PRW-A2-205-N
[5 empty] | Thread | Thread | A1A2 | 1/2" | [9 empty] | mm |  | 0.5 | [5 empty] | New |  |  |  | 351170 | RACK PRINCIPAL |  |  |  |  | 1/2"-PRW-A2-205-N
[5 empty] | Thread | Thread | A1A2 | 1/2" | [9 empty] | mm |  | 0.5 | [5 empty] | New |  |  |  | 351171 | RACK PRINCIPAL |  |  |  |  | 1/2"-PRW-A2-205-N
[5 empty] | Thread | Thread | A1A2 | 1/2" | [9 empty] | mm |  | 0.5 | [5 empty] | New |  |  |  | 351172 | RACK PRINCIPAL |  |  |  |  | 1/2"-PRW-A2-205-N
[5 empty] | Thread | Thread | A1A2 | 1/2" | [9 empty] | mm |  | 0.5 | [5 empty] | New |  |  |  | 351173 | RACK PRINCIPAL |  |  |  |  | 1/2"-PRW-A2-205-N
[5 empty] | Thread | Thread | A1A2 | 1/2" | [9 empty] | mm |  | 0.5 | [5 empty] | New |  |  |  | 351174 | RACK PRINCIPAL |  |  |  |  | 1/2"-PRW-A2-205-N
[5 empty] | Thread | Thread | A1A2 | 1/2" | [9 empty] | mm |  | 0.5 | [5 empty] | New |  |  |  | 351175 | RACK PRINCIPAL |  |  |  |  | 1/2"-PRW-A2-205-N
[5 empty] | Thread | Thread | A1A2 | 1/2" | [9 empty] | mm |  | 0.5 | [5 empty] | New |  |  |  | 351176 | RACK PRINCIPAL |  |  |  |  | 1/2"-PRW-A2-205-N
[5 empty] | Thread | Thread | B | 1/2" | [9 empty] | mm |  | 0.5 | [5 empty] | New |  |  |  | 351177 | RACK PRINCIPAL |  |  |  |  | 1 1/2"-LIH-B-418-N
[5 empty] | Thread | Thread | B | 1/2" | [9 empty] | mm |  | 0.5 | [5 empty] | New |  |  |  | 351178 | RACK PRINCIPAL |  |  |  |  | 2"-LIH-B-417-N
[5 empty] | Thread | Thread | B | 1/2" | [9 empty] | mm |  | 0.5 | [5 empty] | New |  |  |  | 351179 | RACK PRINCIPAL |  |  |  |  | 2"-LIH-B-442-N
[5 empty] | Thread | Thread | B | 1/2" | [9 empty] | mm |  | 0.5 | [5 empty] | New |  |  |  | 351180 | RACK PRINCIPAL |  |  |  |  | 2"-LIH-B-417-N
[5 empty] | Thread | Thread | B | 1 1/2" | [9 empty] | mm |  | 1.5 | [5 empty] | New |  |  |  | 351181 | RACK PRINCIPAL |  |  |  |  | 1 1/2"-LIH-B-416-N
[5 empty] | Thread | Thread | B | 1/2" | [9 empty] | mm |  | 0.5 | [5 empty] | New |  |  |  | 351182 | RACK PRINCIPAL |  |  |  |  | 2"-LIH-B-442-N
[5 empty] | Thread | Thread |  | 1 1/2" | [9 empty] | mm |  | 1.5 | [5 empty] | New |  |  |  | 351183 | RACK PRINCIPAL |  |  |  |  | 2"-LIH-B-417-N
[5 empty] | Thread | Thread |  | 1 1/2" | [9 empty] | mm |  | 1.5 | [5 empty] | New |  |  |  | 351184 | RACK PRINCIPAL |  |  |  |  | 2"-LIH-B-442-N
[5 empty] | Thread | Thread | B | 1 1/2" | [9 empty] | mm |  | 1.5 | [5 empty] | New |  |  |  | 351185 | RACK PRINCIPAL |  |  |  |  | 1 1/2"-LIH-B-418-N
[5 empty] | Thread | Thread | B | 1 1/2" | [9 empty] | mm |  | 1.5 | [5 empty] | New |  |  |  | 351186 | RACK PRINCIPAL |  |  |  |  | 1 1/2"-LIH-B-418-N
[5 empty] | Thread | Thread | B | 1/2" | [9 empty] | mm |  | 0.5 | [5 empty] | New |  |  |  | 351187 | RACK PRINCIPAL |  |  |  |  | 1 1/2"-LIH-B-416-N
[5 empty] | Thread | Thread |  | 1 1/2" | [9 empty] | mm |  | 1.5 | [5 empty] | New |  |  |  | 351188 | RACK PRINCIPAL |  |  |  |  | 1 1/2"-LIH-B-416-N
[5 empty] | Thread | Thread |  | 1 1/2" | [9 empty] | mm |  | 1.5 | [5 empty] | New |  |  |  | 351189 | RACK PRINCIPAL |  |  |  |  | 1 1/2"-LIH-B-418-N
[5 empty] | Thread | Thread | B | 1/2" | [9 empty] | mm |  | 0.5 | [5 empty] | New |  |  |  | 351190 | RACK PRINCIPAL |  |  |  |  | 1 1/2"-LIH-B-418-N
[5 empty] | Thread | Thread | B | 1 1/2" | [9 empty] | mm |  | 1.5 | [5 empty] | New |  |  |  | 351191 | RACK PRINCIPAL |  |  |  |  | 1 1/2"-LIH-B-418-N
[5 empty] | Thread | Thread | B | 1 1/2" | [9 empty] | mm |  | 1.5 | [5 empty] | New |  |  |  | 351192 | RACK PRINCIPAL |  |  |  |  | 1 1/2"-LIH-B-416-N
[5 empty] | Thread | Thread | B | 1 1/2" | [9 empty] | mm |  | 1.5 | [5 empty] | New |  |  |  | 351195 | RACK PRINCIPAL |  |  |  |  | 1 1/2"-LIH-B-416-N
[5 empty] | Thread | Thread | B | 1/2" | [9 empty] | mm |  | 0.5 | [5 empty] | New |  |  |  | 351196 | RACK PRINCIPAL |  |  |  |  | 1 1/2"-LIH-B-416-N
[5 empty] | Thread | Thread | B | 1 1/2" | [9 empty] | mm |  | 1.5 | [5 empty] | New |  |  |  | 351197 | RACK PRINCIPAL |  |  |  |  | 1 1/2"-FG-B-320-N
[5 empty] | Thread | Thread | B | 1/2" | [9 empty] | mm |  | 0.5 | [5 empty] | New |  |  |  | 351198 | RACK PRINCIPAL |  |  |  |  | 1/2"-FG-B-310-M
[5 empty] | Thread | Thread | B | 1 1/2" | [9 empty] | mm |  | 1.5 | [5 empty] | New |  |  |  | 351199 | RACK PRINCIPAL |  |  |  |  | 1 1/2"-FG-B-320-N
[5 empty] | Thread | Thread | B | 1 1/2" | [9 empty] | mm |  | 1.5 | [5 empty] | New |  |  |  | 351201 | RACK PRINCIPAL |  |  |  |  | 1 1/2"-FG-B-321-N
[5 empty] | Thread | Thread | A1A2 | 1/2" | [9 empty] | mm |  | 0.5 | [5 empty] | New |  |  |  | 351204 | RACK PRINCIPAL |  |  |  |  | 1/2"-PRW-A2-205-N
[5 empty] | Thread | Thread | A1A2 | 1/2" | [9 empty] | mm |  | 0.5 | [5 empty] | New |  |  |  | 351205 | RACK PRINCIPAL |  |  |  |  | 1/2"-PRW-A2-205-N
[5 empty] | Thread | Thread | A1A2 | 1/2" | [9 empty] | mm |  | 0.5 | [5 empty] | New |  |  |  | 351206 | RACK PRINCIPAL |  |  |  |  | 1/2"-PRW-A2-205-N
[5 empty] | Thread | Thread | A1A2 | 1/2" | [9 empty] | mm |  | 0.5 | [5 empty] | New |  |  |  | 351207 | RACK PRINCIPAL |  |  |  |  | 1/2"-PRW-A2-205-N
[5 empty] | Thread | Thread | A1A2 | 1/2" | [9 empty] | mm |  | 0.5 | [5 empty] | New |  |  |  | 351208 | RACK PRINCIPAL |  |  |  |  | 1/2"-PRW-A2-205-N
[5 empty] | Thread | Thread | A1A2 | 1/2" | [9 empty] | mm |  | 0.5 | [5 empty] | New |  |  |  | 351209 | RACK PRINCIPAL |  |  |  |  | 1/2"-PRW-A2-205-N
[5 empty] | Thread | Thread | A1A2 | 1/2" | [9 empty] | mm |  | 0.5 | [5 empty] | New |  |  |  | 351210 | RACK PRINCIPAL |  |  |  |  | 1/2"-PRW-A2-205-N
[5 empty] | Thread | Thread | B | 1/2" | [9 empty] | mm |  | 0.5 | [5 empty] | New |  |  |  | 351211 | RACK PRINCIPAL |  |  |  |  | 3"-LIH-B-440-N
[5 empty] | Thread | Thread | B | 1/2" | [9 empty] | mm |  | 0.5 | [5 empty] | New |  |  |  | 351212 | RACK PRINCIPAL |  |  |  |  | 2"-LIH-B-428-N
[5 empty] | Thread | Thread | B | 1/2" | [9 empty] | mm |  | 0.5 | [5 empty] | New |  |  |  | 351213 | RACK PRINCIPAL
[5 empty] | Thread | Thread | B | 1" | [9 empty] | mm |  | 1 | [5 empty] | New |  |  |  | 351214 | RACK PRINCIPAL |  |  |  |  | 1"-LIH-B-447-N
[5 empty] | Thread | Thread | B | 1" | [9 empty] | mm |  | 1 | [5 empty] | New |  |  |  | 351215 | RACK PRINCIPAL |  |  |  |  | 1"-LIH-B-447-N
[5 empty] | Thread | Thread | A1A2 | 1" | [9 empty] | mm |  | 1 | [5 empty] | New |  |  |  | 351218 | RACK PRINCIPAL |  |  |  |  | 1"-IA-A1-906-N
[5 empty] | Thread | Thread | A1A2 | 1/2" | [9 empty] | mm |  | 0.5 | [5 empty] | New |  |  |  | 351221 | RACK PRINCIPAL |  |  |  |  | 1/2"-PRW-A2-205-N
[5 empty] | Thread | Thread | A1A2 | 1/2" | [9 empty] | mm |  | 0.5 | [5 empty] | New |  |  |  | 351222 | RACK PRINCIPAL |  |  |  |  | 1/2"-PRW-A2-205-N
[5 empty] | Thread | Thread | B | 1" | [9 empty] | mm |  | 1 | [5 empty] | New |  |  |  | 351223 | RACK PRINCIPAL |  |  |  |  | 1"-IA-A1-906-N
[5 empty] | Thread | Thread | A1A2 | 1/2" | [9 empty] | mm |  | 0.5 | [5 empty] | New |  |  |  | 351224 | RACK PRINCIPAL |  |  |  |  | 1/2"-IA-A1-902-N
[5 empty] | Thread | Thread | D | 1" | [9 empty] | mm |  | 1 | [5 empty] | New |  |  |  | 351226 | RACK PRINCIPAL |  |  |  |  | 1"-IA-A1-906-N
[5 empty] | Thread | Thread | A1A2 | 1/2" | [9 empty] | mm |  | 0.5 | [5 empty] | New |  |  |  | 351227 | RACK PRINCIPAL |  |  |  |  | 1/2"-IA-A1-902-N
[5 empty] | Thread | Thread | A1A2 | 1/2" | [9 empty] | mm |  | 0.5 | [5 empty] | New |  |  |  | 351230 | RACK PRINCIPAL |  |  |  |  | 1/2"-IA-A1-902-N
[5 empty] | Thread | Thread | A1A2 | 1/2" | [9 empty] | mm |  | 0.5 | [5 empty] | New |  |  |  | 351232 | RACK PRINCIPAL |  |  |  |  | 1/2"-IA-A1-902-N
[5 empty] | Thread | Thread | A1A2 | 1/2" | [9 empty] | mm |  | 0.5 | [5 empty] | New |  |  |  | 351236 | RACK PRINCIPAL |  |  |  |  | 1/2"-IA-A1-902-N
[5 empty] | Thread | Thread | A1A2 | 1/2" | [9 empty] | mm |  | 0.5 | [5 empty] | New |  |  |  | 351237 | RACK PRINCIPAL |  |  |  |  | 1/2"-IA-A1-902-N
[5 empty] | Thread | Thread | A1A2 | 1/2" | [9 empty] | mm |  | 0.5 | [5 empty] | New |  |  |  | 351238 | RACK PRINCIPAL |  |  |  |  | 1/2"-IA-A1-902-N
[5 empty] | Thread | Thread | A1A2 | 1/2" | [9 empty] | mm |  | 0.5 | [5 empty] | New |  |  |  | 351240 | RACK PRINCIPAL |  |  |  |  | 1/2"-IA-A1-902-N
[5 empty] | Thread | Thread | A1A2 | 1/2" | [9 empty] | mm |  | 0.5 | [5 empty] | New |  |  |  | 351241 | RACK PRINCIPAL |  |  |  |  | 1/2"-IA-A1-902-N
[5 empty] | Thread | Thread | A1A2 | 1/2" | [9 empty] | mm |  | 0.5 | [5 empty] | New |  |  |  | 351242 | RACK PRINCIPAL |  |  |  |  | 1/2"-IA-A1-902-N
[5 empty] | Thread | Thread | A1A2 | 1/2" | [9 empty] | mm |  | 0.5 | [5 empty] | New |  |  |  | 351243 | RACK PRINCIPAL |  |  |  |  | 1/2"-IA-A1-902-N
[5 empty] | Thread | Thread | A1A2 | 1/2" | [9 empty] | mm |  | 0.5 | [5 empty] | New |  |  |  | 351244 | RACK PRINCIPAL |  |  |  |  | 1/2"-IA-A1-902-N
[5 empty] | Thread | Thread | A1A2 | 1/2" | [9 empty] | mm |  | 0.5 | [5 empty] | New |  |  |  | 351246 | RACK PRINCIPAL |  |  |  |  | 1/2"-IA-A1-902-N
[5 empty] | Thread | Thread | A1A2 | 1/2" | [9 empty] | mm |  | 0.5 | [5 empty] | New |  |  |  | 351247 | RACK PRINCIPAL |  |  |  |  | 1/2"-IA-A1-902-N
[5 empty] | Thread | Thread | A1A2 | 1/2" | [9 empty] | mm |  | 0.5 | [5 empty] | New |  |  |  | 351249 | RACK PRINCIPAL |  |  |  |  | 1/2"-IA-A1-902-N
[5 empty] | Thread | Thread | A1A2 | 1/2" | [9 empty] | mm |  | 0.5 | [5 empty] | New |  |  |  | 351250 | RACK PRINCIPAL |  |  |  |  | 1/2"-IA-A1-902-N
[5 empty] | Thread | Thread | A1A2 | 1" | [9 empty] | mm |  | 1 | [5 empty] | New |  |  |  | 351252 | RACK PRINCIPAL |  |  |  |  | 1"-IA-A1-906-N
[5 empty] | Thread | Thread | A1A2 | 1/2" | [9 empty] | mm |  | 0.5 | [5 empty] | New |  |  |  | 351253 | RACK PRINCIPAL |  |  |  |  | 1/2"-IA-A1-902-N
[5 empty] | Thread | Thread | A1A2 | 1/2" | [9 empty] | mm |  | 0.5 | [5 empty] | New |  |  |  | 351254 | RACK PRINCIPAL |  |  |  |  | 1/2"-IA-A1-902-N
[5 empty] | Thread | Thread | A1A2 | 1/2" | [9 empty] | mm |  | 0.5 | [5 empty] | New |  |  |  | 351255 | RACK PRINCIPAL |  |  |  |  | 1/2"-IA-A1-902-N
[5 empty] | Thread | Thread | A1A2 | 1" | [9 empty] | mm |  | 1 | [5 empty] | New |  |  |  | 351256 | RACK PRINCIPAL |  |  |  |  | 1"-IA-A1-906-N
[5 empty] | Thread | Thread | A1A2 | 1/2" | [9 empty] | mm |  | 0.5 | [5 empty] | New |  |  |  | 351257 | RACK PRINCIPAL |  |  |  |  | 1/2"-IA-A1-902-N
[5 empty] | Thread | Thread | A1A2 | 1/2" | [9 empty] | mm |  | 0.5 | [5 empty] | New |  |  |  | 351258 | RACK PRINCIPAL |  |  |  |  | 1/2"-IA-A1-902-N
[5 empty] | Thread | Thread | A1A2 | 1/2" | [9 empty] | mm |  | 0.5 | [5 empty] | New |  |  |  | 351259 | RACK PRINCIPAL |  |  |  |  | 1/2"-IA-A1-902-N
[5 empty] | Thread | Thread | A1A2 | 1/2" | [9 empty] | mm |  | 0.5 | [5 empty] | New |  |  |  | 351260 | RACK PRINCIPAL |  |  |  |  | 1/2"-IA-A1-902-N
[5 empty] | Thread | Thread | A1A2 | 1/2" | [9 empty] | mm |  | 0.5 | [5 empty] | New |  |  |  | 351261 | RACK PRINCIPAL |  |  |  |  | 1/2"-IA-A1-902-N
[5 empty] | Thread | Thread | A1A2 | 1/2" | [9 empty] | mm |  | 0.5 | [5 empty] | New |  |  |  | 351262 | RACK PRINCIPAL |  |  |  |  | 1/2"-IA-A1-902-N
[5 empty] | Thread | Thread | A1A2 | 1/2" | [9 empty] | mm |  | 0.5 | [5 empty] | New |  |  |  | 351263 | RACK PRINCIPAL |  |  |  |  | 1/2"-IA-A1-902-N
[5 empty] | Thread | Thread | A1A2 | 1/2" | [9 empty] | mm |  | 0.5 | [5 empty] | New |  |  |  | 351264 | RACK PRINCIPAL |  |  |  |  | 1/2"-IA-A1-902-N
[5 empty] | Thread | Thread | A1A2 | 1/2" | [9 empty] | mm |  | 0.5 | [5 empty] | New |  |  |  | 351265 | RACK PRINCIPAL |  |  |  |  | 1/2"-IA-A1-902-N
[5 empty] | Thread | Thread | A1A2 | 1/2" | [9 empty] | mm |  | 0.5 | [5 empty] | New |  |  |  | 351266 | RACK PRINCIPAL |  |  |  |  | 1/2"-IA-A1-902-N
[5 empty] | Thread | Thread | A1A2 | 1/2" | [9 empty] | mm |  | 0.5 | [5 empty] | New |  |  |  | 351267 | RACK PRINCIPAL |  |  |  |  | 1/2"-IA-A1-902-N
[5 empty] | Thread | Thread | A1A2 | 1/2" | [9 empty] | mm |  | 0.5 | [5 empty] | New |  |  |  | 351268 | RACK PRINCIPAL |  |  |  |  | 1/2"-IA-A1-902-N
[5 empty] | Thread | Thread | A1A2 | 1/2" | [9 empty] | mm |  | 0.5 | [5 empty] | New |  |  |  | 351269 | RACK PRINCIPAL |  |  |  |  | 1/2"-IA-A1-902-N
[5 empty] | Thread | Thread | A1A2 | 1/2" | [9 empty] | mm |  | 0.5 | [5 empty] | New |  |  |  | 351270 | RACK PRINCIPAL |  |  |  |  | 1/2"-IA-A1-902-N
[5 empty] | Thread | Thread | A1A2 | 1/2" | [9 empty] | mm |  | 0.5 | [5 empty] | New |  |  |  | 351271 | RACK PRINCIPAL |  |  |  |  | 1/2"-IA-A1-902-N
[5 empty] | Thread | Thread | A1A2 | 1/2" | [9 empty] | mm |  | 0.5 | [5 empty] | New |  |  |  | 351272 | RACK PRINCIPAL |  |  |  |  | 1/2"-IA-A1-902-N
[5 empty] | Thread | Thread | A1A2 | 1/2" | [9 empty] | mm |  | 0.5 | [5 empty] | New |  |  |  | 351273 | RACK PRINCIPAL |  |  |  |  | 1/2"-IA-A1-902-N
[5 empty] | Thread | Thread | A1A2 | 1/2" | [9 empty] | mm |  | 0.5 | [5 empty] | New |  |  |  | 351274 | RACK PRINCIPAL |  |  |  |  | 1/2"-IA-A1-902-N
[5 empty] | Thread | Thread | A1A2 | 1/2" | [9 empty] | mm |  | 0.5 | [5 empty] | New |  |  |  | 351275 | RACK PRINCIPAL |  |  |  |  | 1/2"-IA-A1-902-N
[5 empty] | Thread | Thread | A1A2 | 1/2" | [9 empty] | mm |  | 0.5 | [5 empty] | New |  |  |  | 351276 | RACK PRINCIPAL |  |  |  |  | 1/2"-IA-A1-902-N
[5 empty] | Thread | Thread | A1A2 | 1/2" | [9 empty] | mm |  | 0.5 | [5 empty] | New |  |  |  | 351277 | RACK PRINCIPAL |  |  |  |  | 1/2"-IA-A1-902-N
[5 empty] | Thread | Thread | A1A2 | 1/2" | [9 empty] | mm |  | 0.5 | [5 empty] | New |  |  |  | 351278 | RACK PRINCIPAL |  |  |  |  | 1/2"-IA-A1-902-N
[5 empty] | Thread | Thread | A1A2 | 1/2" | [9 empty] | mm |  | 0.5 | [5 empty] | New |  |  |  | 351279 | RACK PRINCIPAL |  |  |  |  | 1/2"-IA-A1-902-N
[5 empty] | Thread | Thread | A1A2 | 1/2" | [9 empty] | mm |  | 0.5 | [5 empty] | New |  |  |  | 351280 | RACK PRINCIPAL |  |  |  |  | 1/2"-IA-A1-902-N
[5 empty] | Thread | Thread | A1A2 | 1/2" | [9 empty] | mm |  | 0.5 | [5 empty] | New |  |  |  | 351281 | RACK PRINCIPAL |  |  |  |  | 1/2"-IA-A1-902-N
[5 empty] | Thread | Thread | A1A2 | 1/2" | [9 empty] | mm |  | 0.5 | [5 empty] | New |  |  |  | 351282 | RACK PRINCIPAL |  |  |  |  | 1/2"-IA-A1-902-N
[5 empty] | Thread | Thread | A1A2 | 1/2" | [9 empty] | mm |  | 0.5 | [5 empty] | New |  |  |  | 351283 | RACK PRINCIPAL |  |  |  |  | 1/2"-IA-A1-902-N
[5 empty] | Thread | Thread | A1A2 | 1/2" | [9 empty] | mm |  | 0.5 | [5 empty] | New |  |  |  | 351284 | RACK PRINCIPAL |  |  |  |  | 1/2"-IA-A1-902-N
[5 empty] | Thread | Thread | A1A2 | 1/2" | [9 empty] | mm |  | 0.5 | [5 empty] | New |  |  |  | 351285 | RACK PRINCIPAL |  |  |  |  | 1/2"-IA-A1-902-N
[5 empty] | Thread | Thread | A1A2 | 1/2" | [9 empty] | mm |  | 0.5 | [5 empty] | New |  |  |  | 351286 | RACK PRINCIPAL |  |  |  |  | 1/2"-IA-A1-902-N
[5 empty] | Thread | Thread | A1A2 | 1/2" | [9 empty] | mm |  | 0.5 | [5 empty] | New |  |  |  | 351287 | RACK PRINCIPAL |  |  |  |  | 1/2"-IA-A1-902-N
[5 empty] | Thread | Thread | A1A2 | 1/2" | [9 empty] | mm |  | 0.5 | [5 empty] | New |  |  |  | 351288 | RACK PRINCIPAL |  |  |  |  | 1/2"-IA-A1-902-N
[5 empty] | Thread | Thread | A1A2 | 1/2" | [9 empty] | mm |  | 0.5 | [5 empty] | New |  |  |  | 351289 | RACK PRINCIPAL |  |  |  |  | 1/2"-IA-A1-902-N
[5 empty] | Thread | Thread | A1A2 | 1/2" | [9 empty] | mm |  | 0.5 | [5 empty] | New |  |  |  | 351290 | RACK PRINCIPAL |  |  |  |  | 1/2"-IA-A1-902-N
[5 empty] | Thread | Thread | A1A2 | 1/2" | [9 empty] | mm |  | 0.5 | [5 empty] | New |  |  |  | 351291 | RACK PRINCIPAL |  |  |  |  | 1/2"-IA-A1-902-N
[5 empty] | Thread | Thread | A1A2 | 1/2" | [9 empty] | mm |  | 0.5 | [5 empty] | New |  |  |  | 351292 | RACK PRINCIPAL |  |  |  |  | 1/2"-IA-A1-902-N
[5 empty] | Thread | Thread | A1A2 | 1/2" | [9 empty] | mm |  | 0.5 | [5 empty] | New |  |  |  | 351293 | RACK PRINCIPAL |  |  |  |  | 1/2"-IA-A1-902-N
[5 empty] | Thread | Thread | A1A2 | 1/2" | [9 empty] | mm |  | 0.5 | [5 empty] | New |  |  |  | 351294 | RACK PRINCIPAL |  |  |  |  | 1/2"-IA-A1-902-N
[5 empty] | Thread | Thread | A1A2 | 1/2" | [9 empty] | mm |  | 0.5 | [5 empty] | New |  |  |  | 351295 | RACK PRINCIPAL |  |  |  |  | 1/2"-IA-A1-902-N
[5 empty] | Thread | Thread | A1A2 | 1/2" | [9 empty] | mm |  | 0.5 | [5 empty] | New |  |  |  | 351298 | RACK PRINCIPAL |  |  |  |  | 1/2"-IA-A1-902-N
[5 empty] | Thread | Thread | A1A2 | 1/2" | [9 empty] | mm |  | 0.5 | [5 empty] | New |  |  |  | 351299 | RACK PRINCIPAL |  |  |  |  | 1/2"-IA-A1-902-N
[5 empty] | Thread | Thread | A1A2 | 1/2" | [9 empty] | mm |  | 0.5 | [5 empty] | New |  |  |  | 351301 | RACK PRINCIPAL |  |  |  |  | 1/2"-IA-A1-902-N
[5 empty] | Thread | Thread | A1A2 | 1/2" | [9 empty] | mm |  | 0.5 | [5 empty] | New |  |  |  | 351302 | RACK PRINCIPAL |  |  |  |  | 1/2"-IA-A1-902-N
[5 empty] | Thread | Thread | A1A2 | 1/2" | [9 empty] | mm |  | 0.5 | [5 empty] | New |  |  |  | 351303 | RACK PRINCIPAL |  |  |  |  | 1/2"-IA-A1-902-N
[5 empty] | Thread | Thread | A1A2 | 1/2" | [9 empty] | mm |  | 0.5 | [5 empty] | New |  |  |  | 351304 | RACK PRINCIPAL |  |  |  |  | 1/2"-IA-A1-902-N
[5 empty] | Thread | Thread | A1A2 | 1/2" | [9 empty] | mm |  | 0.5 | [5 empty] | New |  |  |  | 351305 | RACK PRINCIPAL |  |  |  |  | 1/2"-IA-A1-902-N
[5 empty] | Thread | Thread | A1A2 | 1/2" | [9 empty] | mm |  | 0.5 | [5 empty] | New |  |  |  | 351306 | RACK PRINCIPAL |  |  |  |  | 1/2"-IA-A1-902-N
[5 empty] | Thread | Thread | A1A2 | 1/2" | [9 empty] | mm |  | 0.5 | [5 empty] | New |  |  |  | 351309 | RACK PRINCIPAL |  |  |  |  | 1/2"-IA-A1-902-N
[5 empty] | Thread | Thread | A1A2 | 1/2" | [9 empty] | mm |  | 0.5 | [5 empty] | New |  |  |  | 351310 | RACK PRINCIPAL |  |  |  |  | 1/2"-IA-A1-902-N
[5 empty] | Thread | Thread | A1A2 | 1/2" | [9 empty] | mm |  | 0.5 | [5 empty] | New |  |  |  | 351311 | RACK PRINCIPAL |  |  |  |  | 1/2"-IA-A1-902-N
[5 empty] | Thread | Thread | A1A2 | 3/4" | [9 empty] | mm |  | 0.75 | [5 empty] | New |  |  |  | 351312 | RACK PRINCIPAL |  |  |  |  | 3/4"-FG-B-322-N
[5 empty] | Thread | Thread | A1A2 | 3/4" | [9 empty] | mm |  | 0.75 | [5 empty] | New |  |  |  | 351313 | RACK PRINCIPAL |  |  |  |  | 3/4"-FG-B-322-N
[5 empty] | Thread | Thread | A1A2 | 1/2" | [9 empty] | mm |  | 0.5 | [5 empty] | New |  |  |  | 351314 | RACK PRINCIPAL |  |  |  |  | 1/2"-IA-A1-902-N
[5 empty] | Thread | Thread | A1A2 | 1/2" | [9 empty] | mm |  | 0.5 | [5 empty] | New |  |  |  | 351315 | RACK PRINCIPAL |  |  |  |  | 1/2"-IA-A1-902-N
[5 empty] | Thread | Thread | A1A2 | 3/4" | [9 empty] | mm |  | 0.75 | [5 empty] | New |  |  |  | 351316 | RACK PRINCIPAL |  |  |  |  | 3/4"-FG-B-322-N
[5 empty] | Thread | Thread | A1A2 | 1/2" | [9 empty] | mm |  | 0.5 | [5 empty] | New |  |  |  | 351317 | RACK PRINCIPAL |  |  |  |  | 1/2"-IA-A1-902-N
[5 empty] | Thread | Thread | A1A2 | 1/2" | [9 empty] | mm |  | 0.5 | [5 empty] | New |  |  |  | 351318 | RACK PRINCIPAL |  |  |  |  | 1/2"-IA-A1-902-N
[5 empty] | Thread | Thread | A1A2 | 3/4" | [9 empty] | mm |  | 0.75 | [5 empty] | New |  |  |  | 351319 | RACK PRINCIPAL |  |  |  |  | 3/4"-FG-B-322-N
[5 empty] | Thread | Thread | A1A2 | 1/2" | [9 empty] | mm |  | 0.5 | [5 empty] | New |  |  |  | 351320 | RACK PRINCIPAL |  |  |  |  | 1/2"-IA-A1-902-N
[5 empty] | Thread | Thread | A1A2 | 1/2" | [9 empty] | mm |  | 0.5 | [5 empty] | New |  |  |  | 351321 | RACK PRINCIPAL |  |  |  |  | 1/2"-IA-A1-902-N
[5 empty] | Thread | Thread | A1A2 | 1/2" | [9 empty] | mm |  | 0.5 | [5 empty] | New |  |  |  | 351322 | RACK PRINCIPAL |  |  |  |  | 1/2"-IA-A1-902-N
[5 empty] | Thread | Thread | A1A2 | 1/2" | [9 empty] | mm |  | 0.5 | [5 empty] | New |  |  |  | 351323 | RACK PRINCIPAL |  |  |  |  | 1/2"-IA-A1-902-N
[5 empty] | Thread | Thread | A1A2 | 1/2" | [9 empty] | mm |  | 0.5 | [5 empty] | New |  |  |  | 351324 | RACK PRINCIPAL |  |  |  |  | 1/2"-IA-A1-902-N
[5 empty] | Thread | Thread | A1A2 | 1/2" | [9 empty] | mm |  | 0.5 | [5 empty] | New |  |  |  | 351325 | RACK PRINCIPAL |  |  |  |  | 1/2"-IA-A1-902-N
[5 empty] | Thread | Thread | A1A2 | 3/4" | [9 empty] | mm |  | 0.75 | [5 empty] | New |  |  |  | 351326 | RACK PRINCIPAL |  |  |  |  | 3/4"-FG-B-322-N
[5 empty] | Thread | Thread | A1A2 | 1/2" | [9 empty] | mm |  | 0.5 | [5 empty] | New |  |  |  | 351327 | RACK PRINCIPAL |  |  |  |  | 1/2"-IA-A1-902-N
[5 empty] | Thread | Thread | A1A2 | 1/2" | [9 empty] | mm |  | 0.5 | [5 empty] | New |  |  |  | 351328 | RACK PRINCIPAL |  |  |  |  | 1/2"-IA-A1-902-N
[5 empty] | Thread | Thread | A1A2 | 3/4" | [9 empty] | mm |  | 0.75 | [5 empty] | New |  |  |  | 351329 | RACK PRINCIPAL |  |  |  |  | 3/4"-FG-B-322-N
[5 empty] | Thread | Thread | A1A2 | 3/4" | [9 empty] | mm |  | 0.75 | [5 empty] | New |  |  |  | 351330 | RACK PRINCIPAL |  |  |  |  | 3/4"-FG-B-322-N
[5 empty] | Thread | Thread | A1A2 | 3/4" | [9 empty] | mm |  | 0.75 | [5 empty] | New |  |  |  | 351331 | RACK PRINCIPAL |  |  |  |  | 3/4"-FG-B-322-N
[5 empty] | Thread | Thread | A1A2 | 3/4" | [9 empty] | mm |  | 0.75 | [5 empty] | New |  |  |  | 351332 | RACK PRINCIPAL |  |  |  |  | 3/4"-FG-B-322-N
[5 empty] | Thread | Thread | B | 3/4" | [9 empty] | mm |  | 0.75 | [5 empty] | New |  |  |  | 351333 | RACK PRINCIPAL |  |  |  |  | 3/4"-FG-B-324-N
[5 empty] | Thread | Thread | A1A2 | 3/4" | [9 empty] | mm |  | 0.75 | [5 empty] | New |  |  |  | 351334 | RACK PRINCIPAL |  |  |  |  | 3/4"-FG-B-322-N
[5 empty] | Thread | Thread | A1A2 | 3/4" | [9 empty] | mm |  | 0.75 | [5 empty] | New |  |  |  | 351335 | RACK PRINCIPAL |  |  |  |  | 3/4"-FG-B-322-N
[5 empty] | Thread | Thread | B | 3/4" | [9 empty] | mm |  | 0.75 | [5 empty] | New |  |  |  | 351336 | RACK PRINCIPAL |  |  |  |  | 3/4"-FG-B-324-N
[5 empty] | Thread | Thread | A1A2 | 1/2" | [9 empty] | mm |  | 0.5 | [5 empty] | New |  |  |  | 351337 | RACK PRINCIPAL |  |  |  |  | 1/2"-IA-A1-902-N
[5 empty] | Thread | Thread | B | 3/4" | [9 empty] | mm |  | 0.75 | [5 empty] | New |  |  |  | 351338 | RACK PRINCIPAL |  |  |  |  | 3/4"-FG-B-322-N
[5 empty] | Thread | Thread | A1A2 | 1/2" | [9 empty] | mm |  | 0.5 | [5 empty] | New |  |  |  | 351339 | RACK PRINCIPAL |  |  |  |  | 1/2"-IA-A1-902-N
[5 empty] | Thread | Thread | B | 1/2" | [9 empty] | mm |  | 0.5 | [5 empty] | New |  |  |  | 351342 | RACK PRINCIPAL |  |  |  |  | 3/4"-FG-B-322-N
[5 empty] | Thread | Thread | B | 1/2" | [9 empty] | mm |  | 0.5 | [5 empty] | New |  |  |  | 351343 | RACK PRINCIPAL |  |  |  |  | 3/4"-FG-B-322-N
[5 empty] | Thread | Thread | B | 1/2" | [9 empty] | mm |  | 0.5 | [5 empty] | New |  |  |  | 351344 | RACK PRINCIPAL |  |  |  |  | 3/4"-FG-B-322-N
[5 empty] | Thread | Thread | B | 1/2" | [9 empty] | mm |  | 0.5 | [5 empty] | New |  |  |  | 351345 | RACK PRINCIPAL |  |  |  |  | 3/4"-FG-B-322-N
[5 empty] | Thread | Thread | B | 1/2" | [9 empty] | mm |  | 0.5 | [5 empty] | New |  |  |  | 351346 | RACK PRINCIPAL |  |  |  |  | 3"-LIH-B-440-N
[5 empty] | Thread | Thread | B | 1/2" | [9 empty] | mm |  | 0.5 | [5 empty] | New |  |  |  | 351347 | RACK PRINCIPAL |  |  |  |  | 3"-LIH-B-439-N
[5 empty] | Thread | Thread | B | 1/2" | [9 empty] | mm |  | 0.5 | [5 empty] | New |  |  |  | 351348 | RACK PRINCIPAL |  |  |  |  | 3"-LIH-B-440-N
[5 empty] | Thread | Thread | B | 1/2" | [9 empty] | mm |  | 0.5 | [5 empty] | New |  |  |  | 351349 | RACK PRINCIPAL |  |  |  |  | 3"-LIH-B-439-N
[5 empty] | Thread | Thread | B | 1/2" | [9 empty] | mm |  | 0.5 | [5 empty] | New |  |  |  | 351350 | RACK PRINCIPAL |  |  |  |  | 2"-LIH-B-428-N
[5 empty] | Thread | Thread | A1A2 | 1/2" | [9 empty] | mm |  | 0.5 | [5 empty] | New |  |  |  | 351367 | RACK PRINCIPAL |  |  |  |  | 1/2"-PRW-A2-205-N
[5 empty] | Thread | Thread | A1A2 | 1/2" | [9 empty] | mm |  | 0.5 | [5 empty] | New |  |  |  | 351368 | RACK PRINCIPAL |  |  |  |  | 1/2"-PRW-A2-205-N
[5 empty] | Thread | Thread | A1A2 | 1/2" | [9 empty] | mm |  | 0.5 | [5 empty] | New |  |  |  | 351369 | RACK PRINCIPAL |  |  |  |  | 1/2"-PRW-A2-205-N
[5 empty] | Thread | Thread | A1A2 | 1/2" | [9 empty] | mm |  | 0.5 | [5 empty] | New |  |  |  | 351371 | RACK PRINCIPAL |  |  |  |  | 1/2"-PRW-A2-205-N
[5 empty] | Thread | Thread | A1A2 | 1/2" | [9 empty] | mm |  | 0.5 | [5 empty] | New |  |  |  | 351372 | RACK PRINCIPAL |  |  |  |  | 1/2"-PRW-A2-205-N
[5 empty] | Thread | Thread | A1A2 | 1/2" | [9 empty] | mm |  | 0.5 | [5 empty] | New |  |  |  | 351373 | RACK PRINCIPAL |  |  |  |  | 1/2"-PRW-A2-205-N
[5 empty] | Thread | Thread | A1A2 | 1/2" | [9 empty] | mm |  | 0.5 | [5 empty] | New |  |  |  | 351374 | RACK PRINCIPAL |  |  |  |  | 1/2"-PRW-A2-205-N
[5 empty] | Thread | Thread | A1A2 | 1/2" | [9 empty] | mm |  | 0.5 | [5 empty] | New |  |  |  | 351375 | RACK PRINCIPAL |  |  |  |  | 1/2"-PRW-A2-205-N
[5 empty] | Buttweld | Buttweld | D | 4" | [9 empty] | mm |  | 4 | [5 empty] | New |  |  |  | 357123 | RACK PRINCIPAL |  |  |  |  | 4"-PG-D-314-N
[5 empty] | Buttweld | Buttweld | D | 4" | [9 empty] | mm |  | 4 | [5 empty] | New |  |  |  | 357177 | RACK PRINCIPAL |  |  |  |  | 4"-PG-D-314-N
GASKET, SWG, 1/8", RF, #600, GRAPHITE | ASME B16.20 |  |  |  | GASKET SWG | Gasket, SWG | D | 4" |  |  | TYPE=GASKET |  | Undefined_ET |  | RF |  |  | mm | 114.3 | 4 |  |  |  | 600 |  | New |  | 0.32 | KG | 357183 | RACK PRINCIPAL |  |  |  |  | 4"-PG-D-314-N
STUD BOLT SET A193 Gr B7/ A194 Gr 2H |  |  |  |  | STUD BOLT 7/8" X @@@ LG, ASTM A193, B7 W/2 HEX. NUT 7/8", ASTM A194, GR 2, 2 WASHER 7/8", ASTM F436 | Bolt set | D | 4" |  |  | TYPE=BOLT |  |  |  | RF |  |  | mm |  | 4 |  |  |  | 600 |  | New |  | 5.64 | KG | 357185 | RACK PRINCIPAL |  | 1.75 |  | 146.05 | 4"-PG-D-314-N
[5 empty] | Buttweld | Buttweld | D | 4" | [9 empty] | mm |  | 4 | [5 empty] | New |  |  |  | 357414 | RACK PRINCIPAL |  |  |  |  | 4"-PG-D-332-N
[5 empty] | Buttweld | Buttweld | D | 4" | [9 empty] | mm |  | 4 | [5 empty] | New |  |  |  | 357424 | RACK PRINCIPAL |  |  |  |  | 4"-PG-D-332-N
[5 empty] | Buttweld | Buttweld | B | 6" | [9 empty] | mm |  | 6 | [5 empty] | New |  |  |  | 357574 | RACK PRINCIPAL |  |  |  |  | 6"-FH-B-618-N
[5 empty] | Buttweld | Buttweld | B | 6" | [9 empty] | mm |  | 6 | [5 empty] | New |  |  |  | 357588 | RACK PRINCIPAL |  |  |  |  | 6"-FH-B-618-N
[5 empty] | Buttweld | Buttweld | B | 6" | [9 empty] | mm |  | 6 | [5 empty] | New |  |  |  | 357701 | RACK PRINCIPAL |  |  |  |  | 6"-PG-B-336-N
[5 empty] | Buttweld | Buttweld | B | 6" | [9 empty] | mm |  | 6 | [5 empty] | New |  |  |  | 357707 | RACK PRINCIPAL |  |  |  |  | 6"-PG-B-336-N
[5 empty] | Buttweld | Buttweld | B | 6" | [9 empty] | mm |  | 6 | [5 empty] | New |  |  |  | 357713 | RACK PRINCIPAL |  |  |  |  | 6"-PG-B-336-N
GASKET SWG 1/8", RF, #150, GRAPHITE | ASME B16.20 |  |  |  | GASKET, SWG, 6" ND, 1/8" THK, 150 LB, RF, ASME B16.20 | Gasket, SWG | B | 6" |  |  | TYPE=GASKET |  | Undefined_ET |  | RF |  |  | mm | 168.275 | 6 |  |  |  | 150 |  | New |  | 0.3 | KG | 357857 | RACK PRINCIPAL |  |  |  |  | 6"-PG-B-336-N
STUD BOLT SET A193 Gr B7/ A194 Gr 2H |  |  |  |  | STUD BOLT 3/4" X @@@ LG, ASTM A193, B7 W/2 HEX. NUT 3/4", ASTM A194, GR 2, 2 WASHER 3/4", ASTM F436 | Bolt set | B | 6" |  |  | TYPE=BOLT |  |  |  | RF |  |  | mm |  | 6 |  |  |  | 150 |  | New |  | 2.91 | KG | 357859 | RACK PRINCIPAL |  | 1 |  | 101.6 | 6"-PG-B-336-N
[5 empty] | Buttweld | Buttweld | B | 6" | [9 empty] | mm |  | 6 | [5 empty] | New |  |  |  | 357877 | RACK PRINCIPAL |  |  |  |  | 6"-FH-B-619-N
[5 empty] | Buttweld | Buttweld | B | 6" | [9 empty] | mm |  | 6 | [5 empty] | New |  |  |  | 357885 | RACK PRINCIPAL |  |  |  |  | 6"-FH-B-619-N
[5 empty] | Buttweld | Buttweld | B | 6" | [9 empty] | mm |  | 6 | [5 empty] | New |  |  |  | 358032 | RACK PRINCIPAL |  |  |  |  | 6"-FH-B-619-N
[5 empty] | Tapweld | Tapweld | B | 6" | [9 empty] | mm |  | 6 | [5 empty] | New |  |  |  | 358088 | RACK PRINCIPAL |  |  |  |  | 6"-FH-B-618-N
[5 empty] | Socketweld | Socketweld | D | 1" | [9 empty] | mm |  | 1 | [5 empty] | New |  |  |  | 358102 | SKID GAS |  |  |  |  | 1"-PG-B-316-N
[5 empty] | Socketweld | Socketweld | D | 1" | [9 empty] | mm |  | 1 | [5 empty] | New |  |  |  | 358108 | SKID GAS |  |  |  |  | 1"-PG-B-316-N
[5 empty] | Socketweld | Socketweld | D | 1" | [9 empty] | mm |  | 1 | [5 empty] | New |  |  |  | 358114 | SKID GAS |  |  |  |  | 1"-PG-B-316-N
[5 empty] | Socketweld | Socketweld | D | 1" | [9 empty] | mm |  | 1 | [5 empty] | New |  |  |  | 358122 | SKID GAS |  |  |  |  | 1"-PG-B-316-N
[5 empty] | Socketweld | Socketweld | D | 1" | [9 empty] | mm |  | 1 | [5 empty] | New |  |  |  | 358126 | SKID GAS |  |  |  |  | 1"-PG-B-316-N
GASKET, SWG, 1/8", RF, #600, GRAPHITE | ASME B16.20 |  |  |  | GASKET SWG | Gasket, SWG | D | 2" |  |  | TYPE=GASKET |  | Undefined_ET |  | RF |  |  | mm | 60.325 | 2 |  |  |  | 600 |  | New |  | 0.11 | KG | 358132 | SKID GAS |  |  |  |  | 3-PG-B-333-N
GASKET, SWG, 1/8", RF, #600, GRAPHITE | ASME B16.20 |  |  |  | GASKET SWG | Gasket, SWG | D | 2" |  |  | TYPE=GASKET |  | Undefined_ET |  | RF |  |  | mm | 60.325 | 2 |  |  |  | 600 |  | New |  | 0.11 | KG | 358150 | SKID GAS |  |  |  |  | 3-PG-B-333-N
STUD BOLT SET A193 Gr B7/ A194 Gr 2H |  |  |  |  | STUD BOLT 5/8" X @@@ LG, ASTM A193, B7 W/2 HEX. NUT 5/8", ASTM A194, GR 2, 2 WASHER 5/8", ASTM F436 | Bolt set | D | 2" |  |  | TYPE=BOLT |  |  |  | RF |  |  | mm |  | 2 |  |  |  | 600 |  | New |  | 1.8 | KG | 358152 | SKID GAS |  | 1.25 |  | 95.25 | 3-PG-B-333-N
[5 empty] | Buttweld | Buttweld | D | 2" | [9 empty] | mm |  | 2 | [5 empty] | New |  |  |  | 358177 | SKID GAS |  |  |  |  | 4"-PG-D-305-N
[5 empty] | Buttweld | Buttweld | D | 2" | [9 empty] | mm |  | 2 | [5 empty] | New |  |  |  | 358195 | SKID GAS |  |  |  |  | 2-PG-B-331-N
[5 empty] | Buttweld | Buttweld | B | 6" | [9 empty] | mm |  | 6 | [5 empty] | New |  |  |  | 358215 | RACK PRINCIPAL |  |  |  |  | 6"-FH-B-618-N
[5 empty] | Buttweld | Buttweld | B | 6" | [9 empty] | mm |  | 6 | [5 empty] | New |  |  |  | 358219 | RACK PRINCIPAL |  |  |  |  | 6"-FH-B-618-N
[5 empty] | Buttweld | Buttweld | B | 6" | [9 empty] | mm |  | 6 | [5 empty] | New |  |  |  | 358223 | RACK PRINCIPAL |  |  |  |  | 6"-R-B-617-N
[5 empty] | Buttweld | Buttweld | B | 6" | [9 empty] | mm |  | 6 | [5 empty] | New |  |  |  | 358229 | RACK PRINCIPAL |  |  |  |  | 6"-R-B-617-N
[5 empty] | Buttweld | Buttweld | B | 4" | [9 empty] | mm |  | 4 | [5 empty] | New |  |  |  | 358267 | RACK PRINCIPAL |  |  |  |  | 6"-PG-B-336-N
[5 empty] | Buttweld | Buttweld | B | 4" | [9 empty] | mm |  | 4 | [5 empty] | New |  |  |  | 358273 | RACK PRINCIPAL |  |  |  |  | 6"-PG-B-336-N
[5 empty] | Buttweld | Buttweld | B | 4" | [9 empty] | mm |  | 4 | [5 empty] | New |  |  |  | 358277 | RACK PRINCIPAL |  |  |  |  | 6"-PG-B-336-N
[5 empty] | Socketweld | Socketweld | B | 1 1/2" | [9 empty] | mm |  | 1.5 | [5 empty] | New |  |  |  | 358287 | RACK PRINCIPAL |  |  |  |  | 1 1/2"-FG-B-320-N
[5 empty] | Thread | Thread | A1A2 | 1" | [9 empty] | mm |  | 1 | [5 empty] | New |  |  |  | 358291 | RACK PRINCIPAL |  |  |  |  | 1"-IA-A1-906-N
[5 empty] | Thread | Thread | A1A2 | 1/2" | [9 empty] | mm |  | 0.5 | [5 empty] | New |  |  |  | 358299 | RACK PRINCIPAL |  |  |  |  | 1/2"-IA-A1-902-N
[5 empty] | Buttweld | Buttweld | D | 2" | [9 empty] | mm |  | 2 | [5 empty] | New |  |  |  | 358906 | SKID GAS |  |  |  |  | 2-PG-B-331-N
[5 empty] | Buttweld | Buttweld | D | 2" | [9 empty] | mm |  | 2 | [5 empty] | New |  |  |  | 358912 | SKID GAS |  |  |  |  | 2-PG-B-331-N
[5 empty] | Socketweld | Socketweld | D | 1 1/2" | [9 empty] | mm |  | 1.5 | [5 empty] | New |  |  |  | 358931 | SKID GAS |  |  |  |  | 1 1/2"-R-D-603-N
[5 empty] | Socketweld | Socketweld | D | 1 1/2" | [9 empty] | mm |  | 1.5 | [5 empty] | New |  |  |  | 358935 | SKID GAS |  |  |  |  | 1 1/2"-R-D-603-N
[5 empty] | Thread | Thread | B | 1" | [9 empty] | mm |  | 1 | [5 empty] | New |  |  |  | 358961 | SKID GAS |  |  |  |  | 1"-DO-B-505-N
[5 empty] | Thread | Thread | A1A2 | 1/2" | [9 empty] | mm |  | 0.5 | [5 empty] | New |  |  |  | 359006 | RACK PRINCIPAL |  |  |  |  | 1/2"-IA-A1-902-N
[5 empty] | Thread | Thread | A1A2 | 1/2" | [9 empty] | mm |  | 0.5 | [5 empty] | New |  |  |  | 359024 | RACK PRINCIPAL |  |  |  |  | 1/2"-IA-A1-902-N
[5 empty] | Thread | Thread | A1A2 | 1/2" | [9 empty] | mm |  | 0.5 | [5 empty] | New |  |  |  | 359030 | RACK PRINCIPAL |  |  |  |  | 1/2"-IA-A1-902-N
[5 empty] | Thread | Thread | A1A2 | 1/2" | [9 empty] | mm |  | 0.5 | [5 empty] | New |  |  |  | 359034 | RACK PRINCIPAL |  |  |  |  | 1/2"-IA-A1-902-N
[5 empty] | Thread | Thread | A1A2 | 1/2" | [9 empty] | mm |  | 0.5 | [5 empty] | New |  |  |  | 359040 | RACK PRINCIPAL |  |  |  |  | 1/2"-IA-A1-902-N
[5 empty] | Socketweld | Socketweld | B | 3/4" | [9 empty] | mm |  | 0.75 | [5 empty] | New |  |  |  | 359097 | RACK PRINCIPAL |  |  |  |  | 3/4"-FG-B-322-N
[5 empty] | Socketweld | Socketweld | B | 3/4" | [9 empty] | mm |  | 0.75 | [5 empty] | New |  |  |  | 359104 | RACK PRINCIPAL |  |  |  |  | 3/4"-FG-B-322-N
[5 empty] | Socketweld | Socketweld | B | 3/4" | [9 empty] | mm |  | 0.75 | [5 empty] | New |  |  |  | 359108 | RACK PRINCIPAL |  |  |  |  | 3/4"-FG-B-322-N
[5 empty] | Socketweld | Socketweld | B | 3/4" | [9 empty] | mm |  | 0.75 | [5 empty] | New |  |  |  | 359114 | RACK PRINCIPAL |  |  |  |  | 3/4"-FG-B-322-N
[5 empty] | Socketweld | Socketweld | B | 1 1/2" | [9 empty] | mm |  | 1.5 | [5 empty] | New |  |  |  | 359129 | RACK PRINCIPAL |  |  |  |  | 3/4"-FG-B-322-N
[5 empty] | Buttweld | Buttweld | B | 6" | [9 empty] | mm |  | 6 | [5 empty] | New |  |  |  | 359306 | SKID GAS |  |  |  |  | 6"-R-B-617-N
[5 empty] | Buttweld | Buttweld | B | 3" | [9 empty] | mm |  | 3 | [5 empty] | New |  |  |  | 359310 | SKID GAS |  |  |  |  | 6"-R-B-617-N
[5 empty] | Tapweld | Tapweld | B | 6" | [9 empty] | mm |  | 6 | [5 empty] | New |  |  |  | 359350 | SKID GAS |  |  |  |  | 6"-R-B-617-N
[5 empty] | Socketweld | Socketweld | B | 1" | [9 empty] | mm |  | 1 | [5 empty] | New |  |  |  | 359354 | SKID GAS |  |  |  |  | 6"-R-B-617-N
[5 empty] | Buttweld | Buttweld | B | 6" | [9 empty] | mm |  | 6 | [5 empty] | New |  |  |  | 359364 | SKID GAS |  |  |  |  | 6"-R-B-617-N
[5 empty] | Buttweld | Buttweld | B | 3" | [9 empty] | mm |  | 3 | [5 empty] | New |  |  |  | 359368 | SKID GAS |  |  |  |  | 6"-R-B-617-N
[5 empty] | Buttweld | Buttweld | B | 6" | [9 empty] | mm |  | 6 | [5 empty] | New |  |  |  | 359378 | SKID GAS |  |  |  |  | 6"-R-B-617-N
[5 empty] | Buttweld | Buttweld | B | 6" | [9 empty] | mm |  | 6 | [5 empty] | New |  |  |  | 359388 | SKID GAS |  |  |  |  | 6"-R-B-617-N
[5 empty] | Buttweld | Buttweld | B | 3" | [9 empty] | mm |  | 3 | [5 empty] | New |  |  |  | 359392 | SKID GAS |  |  |  |  | 6"-R-B-617-N
[5 empty] | Buttweld | Buttweld | B | 6" | [9 empty] | mm |  | 6 | [5 empty] | New |  |  |  | 359398 | SKID GAS |  |  |  |  | 6"-R-B-617-N
[5 empty] | Buttweld | Buttweld | B | 6" | [9 empty] | mm |  | 6 | [5 empty] | New |  |  |  | 359413 | SKID GAS |  |  |  |  | 6"-R-B-617-N
[5 empty] | Buttweld | Buttweld | B | 3" | [9 empty] | mm |  | 3 | [5 empty] | New |  |  |  | 359417 | SKID GAS |  |  |  |  | 6"-R-B-617-N
[5 empty] | Buttweld | Buttweld | B | 6" | [9 empty] | mm |  | 6 | [5 empty] | New |  |  |  | 359423 | SKID GAS |  |  |  |  | 6"-R-B-617-N
[5 empty] | Buttweld | Buttweld | B | 6" | [9 empty] | mm |  | 6 | [5 empty] | New |  |  |  | 359433 | SKID GAS |  |  |  |  | 6"-R-B-617-N
[5 empty] | Buttweld | Buttweld | B | 6" | [9 empty] | mm |  | 6 | [5 empty] | New |  |  |  | 359447 | SKID GAS |  |  |  |  | 6"-R-B-617-N
[5 empty] | Buttweld | Buttweld | B | 6" | [9 empty] | mm |  | 6 | [5 empty] | New |  |  |  | 359453 | SKID GAS |  |  |  |  | 6"-R-B-617-N
[5 empty] | Buttweld | Buttweld | B | 3" | [9 empty] | mm |  | 3 | [5 empty] | New |  |  |  | 359463 | SKID GAS |  |  |  |  | 3-PG-B-333-N
[5 empty] | Buttweld | Buttweld | B | 3" | [9 empty] | mm |  | 3 | [5 empty] | New |  |  |  | 359473 | SKID GAS |  |  |  |  | 3-PG-B-333-N
[5 empty] | Buttweld | Buttweld | D | 3" | [9 empty] | mm |  | 3 | [5 empty] | New |  |  |  | 359479 | SKID GAS |  |  |  |  | 3-PG-B-333-N
[5 empty] | Buttweld | Buttweld | B | 3" | [9 empty] | mm |  | 3 | [5 empty] | New |  |  |  | 359483 | SKID GAS |  |  |  |  | 3-PG-B-333-N
[5 empty] | Buttweld | Buttweld | B | 2" | [9 empty] | mm |  | 2 | [5 empty] | New |  |  |  | 359905 | RACK PRINCIPAL |  |  |  |  | 2"-LIH-B-449-N
[5 empty] | Tapweld | Tapweld | B | 2" | [9 empty] | mm |  | 2 | [5 empty] | New |  |  |  | 359911 | RACK PRINCIPAL |  |  |  |  | 2"-LIH-B-449-N
[5 empty] | Buttweld | Buttweld | B | 2" | [9 empty] | mm |  | 2 | [5 empty] | New |  |  |  | 359921 | RACK PRINCIPAL |  |  |  |  | 2"-LIH-B-449-N
[5 empty] | Buttweld | Buttweld | B | 2" | [9 empty] | mm |  | 2 | [5 empty] | New |  |  |  | 360028 | RACK PRINCIPAL |  |  |  |  | 2"-LIH-B-428-N
[5 empty] | Buttweld | Buttweld | B | 2" | [9 empty] | mm |  | 2 | [5 empty] | New |  |  |  | 360038 | RACK PRINCIPAL |  |  |  |  | 2"-LIH-B-428-N
[5 empty] | Buttweld | Buttweld | B | 2" | [9 empty] | mm |  | 2 | [5 empty] | New |  |  |  | 360044 | RACK PRINCIPAL |  |  |  |  | 2"-LIH-B-428-N
[5 empty] | Buttweld | Buttweld | B | 2" | [9 empty] | mm |  | 2 | [5 empty] | New |  |  |  | 360101 | RACK PRINCIPAL |  |  |  |  | 2"-LIH-B-428-N
[5 empty] | Tapweld | Tapweld | B | 2" | [9 empty] | mm |  | 2 | [5 empty] | New |  |  |  | 360143 | RACK PRINCIPAL |  |  |  |  | 2"-LIH-B-449-N
[5 empty] | Socketweld | Socketweld | B | 1" | [9 empty] | mm |  | 1 | [5 empty] | New |  |  |  | 360197 | RACK PRINCIPAL |  |  |  |  | 2"-LIH-B-449-N
[5 empty] | Socketweld | Socketweld | B | 1" | [9 empty] | mm |  | 1 | [5 empty] | New |  |  |  | 360206 | RACK PRINCIPAL |  |  |  |  | 1"-LIH-B-447-N
[5 empty] | Socketweld | Socketweld | B | 1" | [9 empty] | mm |  | 1 | [5 empty] | New |  |  |  | 360214 | RACK PRINCIPAL |  |  |  |  | 1"-LIH-B-451-N
[5 empty] | Tapweld | Tapweld | B | 2" | [9 empty] | mm |  | 2 | [5 empty] | New |  |  |  | 360246 | RACK PRINCIPAL |  |  |  |  | 2"-LIH-B-428-N
[5 empty] | Socketweld | Socketweld | B | 1" | [9 empty] | mm |  | 1 | [5 empty] | New |  |  |  | 360252 | RACK PRINCIPAL |  |  |  |  | 2"-LIH-B-428-N
[5 empty] | Socketweld | Socketweld | B | 1" | [9 empty] | mm |  | 1 | [5 empty] | New |  |  |  | 360260 | RACK PRINCIPAL |  |  |  |  | 1"-LIH-B-447-N
[5 empty] | Socketweld | Socketweld | B | 1" | [9 empty] | mm |  | 1 | [5 empty] | New |  |  |  | 360264 | RACK PRINCIPAL |  |  |  |  | 1"-LIH-B-447-N
[5 empty] | Socketweld | Socketweld | B | 1" | [9 empty] | mm |  | 1 | [5 empty] | New |  |  |  | 360268 | RACK PRINCIPAL |  |  |  |  | 1"-LIH-B-450-N
[5 empty] | Buttweld | Buttweld | D | 4" | [9 empty] | mm |  | 4 | [5 empty] | New |  |  |  | 360316 | SKID GAS |  |  |  |  | 3"-PG-D-304-N
[5 empty] | Socketweld | Socketweld | B | 1" | [9 empty] | mm |  | 1 | [5 empty] | New |  |  |  | 360517 | RACK PRINCIPAL |  |  |  |  | 1"-LIH-B-447-N
[5 empty] | Socketweld | Socketweld | B | 1" | [9 empty] | mm |  | 1 | [5 empty] | New |  |  |  | 360521 | RACK PRINCIPAL |  |  |  |  | 1"-LIH-B-447-N
[5 empty] | Socketweld | Socketweld | B | 1" | [9 empty] | mm |  | 1 | [5 empty] | New |  |  |  | 360531 | RACK PRINCIPAL |  |  |  |  | 1"-LIH-B-447-N
[5 empty] | Socketweld | Socketweld | B | 1" | [9 empty] | mm |  | 1 | [5 empty] | New |  |  |  | 360537 | RACK PRINCIPAL |  |  |  |  | 1"-LIH-B-447-N
[5 empty] | Socketweld | Socketweld | B | 1" | [9 empty] | mm |  | 1 | [5 empty] | New |  |  |  | 360543 | RACK PRINCIPAL |  |  |  |  | 1"-LIH-B-447-N
[5 empty] | Buttweld | Buttweld | D | 6" | [9 empty] | mm |  | 6 | [5 empty] | New |  |  |  | 362431 | SKID GAS |  |  |  |  | 4"-PG-D-326-HT
GASKET, SWG, 1/8", RF, #600, GRAPHITE | ASME B16.20 |  |  |  | GASKET SWG | Gasket, SWG | D | 6" |  |  | TYPE=GASKET |  | Undefined_ET |  | RF |  |  | mm | 168.275 | 6 |  |  |  | 600 |  | New |  | 0.57 | KG | 362437 | SKID GAS |  |  |  |  | 4"-PG-D-326-HT
STUD BOLT SET A193 Gr B7/ A194 Gr 2H |  |  |  |  | STUD BOLT 1" X @@@ LG, ASTM A193, B7 W/2 HEX. NUT 1", ASTM A194, GR 2, 2 WASHER 1", ASTM F436 | Bolt set | D | 6" |  |  | TYPE=BOLT |  |  |  | RF |  |  | mm |  | 6 |  |  |  | 600 |  | New |  | 12.65 | KG | 362439 | SKID GAS |  | 2.13 |  | 171.45 | 4"-PG-D-326-HT
[5 empty] | Buttweld | Buttweld | D | 6" | [9 empty] | mm |  | 6 | [5 empty] | New |  |  |  | 362444 | SKID GAS |  |  |  |  | 4"-PG-D-313-HT
GASKET, SWG, 1/8", RF, #600, GRAPHITE | ASME B16.20 |  |  |  | GASKET SWG | Gasket, SWG | D | 6" |  |  | TYPE=GASKET |  | Undefined_ET |  | RF |  |  | mm | 168.275 | 6 |  |  |  | 600 |  | New |  | 0.57 | KG | 362450 | SKID GAS |  |  |  |  | 4"-PG-D-313-HT
STUD BOLT SET A193 Gr B7/ A194 Gr 2H |  |  |  |  | STUD BOLT 1" X @@@ LG, ASTM A193, B7 W/2 HEX. NUT 1", ASTM A194, GR 2, 2 WASHER 1", ASTM F436 | Bolt set | D | 6" |  |  | TYPE=BOLT |  |  |  | RF |  |  | mm |  | 6 |  |  |  | 600 |  | New |  | 12.65 | KG | 362452 | SKID GAS |  | 2.13 |  | 171.45 | 4"-PG-D-313-HT
[5 empty] | Buttweld | Buttweld | D | 4" | [9 empty] | mm |  | 4 | [5 empty] | New |  |  |  | 362458 | SKID GAS |  |  |  |  | 4"-PG-D-326-HT
[5 empty] | Buttweld | Buttweld | D | 4" | [9 empty] | mm |  | 4 | [5 empty] | New |  |  |  | 362470 | SKID GAS |  |  |  |  | 4"-PG-D-313-HT
[5 empty] | Buttweld | Buttweld | D | 4" | [9 empty] | mm |  | 4 | [5 empty] | New |  |  |  | 362476 | SKID GAS |  |  |  |  | 4"-PG-D-313-HT
GASKET, SWG, 1/8", RF, #600, GRAPHITE | ASME B16.20 |  |  |  | GASKET SWG | Gasket, SWG | D | 6" |  |  | TYPE=GASKET |  | Undefined_ET |  | RF |  |  | mm | 168.275 | 6 |  |  |  | 600 |  | New |  | 0.57 | KG | 362493 | SKID GAS |  |  |  |  | 4"-PG-D-307-N
STUD BOLT SET A193 Gr B7/ A194 Gr 2H |  |  |  |  | STUD BOLT 1" X @@@ LG, ASTM A193, B7 W/2 HEX. NUT 1", ASTM A194, GR 2, 2 WASHER 1", ASTM F436 | Bolt set | D | 6" |  |  | TYPE=BOLT |  |  |  | RF |  |  | mm |  | 6 |  |  |  | 600 |  | New |  | 12.65 | KG | 362495 | SKID GAS |  | 2.13 |  | 171.45 | 4"-PG-D-307-N
[5 empty] | Buttweld | Buttweld | D | 6" | [9 empty] | mm |  | 6 | [5 empty] | New |  |  |  | 362509 | SKID GAS |  |  |  |  | 4"-PG-D-312-N
GASKET, SWG, 1/8", RF, #600, GRAPHITE | ASME B16.20 |  |  |  | GASKET SWG | Gasket, SWG | D | 6" |  |  | TYPE=GASKET |  | Undefined_ET |  | RF |  |  | mm | 168.275 | 6 |  |  |  | 600 |  | New |  | 0.57 | KG | 362515 | SKID GAS |  |  |  |  | 4"-PG-D-312-N
STUD BOLT SET A193 Gr B7/ A194 Gr 2H |  |  |  |  | STUD BOLT 1" X @@@ LG, ASTM A193, B7 W/2 HEX. NUT 1", ASTM A194, GR 2, 2 WASHER 1", ASTM F436 | Bolt set | D | 6" |  |  | TYPE=BOLT |  |  |  | RF |  |  | mm |  | 6 |  |  |  | 600 |  | New |  | 12.65 | KG | 362517 | SKID GAS |  | 2.13 |  | 171.45 | 4"-PG-D-312-N
[5 empty] | Buttweld | Buttweld | D | 4" | [9 empty] | mm |  | 4 | [5 empty] | New |  |  |  | 362529 | SKID GAS |  |  |  |  | 4"-PG-D-312-N
[5 empty] | Buttweld | Buttweld | D | 4" | [9 empty] | mm |  | 4 | [5 empty] | New |  |  |  | 362539 | SKID GAS |  |  |  |  | 4"-PG-D-326-HT
[5 empty] | Buttweld | Buttweld | D | 4" | [9 empty] | mm |  | 4 | [5 empty] | New |  |  |  | 362545 | SKID GAS |  |  |  |  | 4"-PG-D-326-HT
[5 empty] | Buttweld | Buttweld | D | 4" | [9 empty] | mm |  | 4 | [5 empty] | New |  |  |  | 362551 | SKID GAS |  |  |  |  | 4"-PG-D-326-HT
[5 empty] | Buttweld | Buttweld | D | 4" | [9 empty] | mm |  | 4 | [5 empty] | New |  |  |  | 362557 | SKID GAS |  |  |  |  | 4"-PG-D-313-HT
[5 empty] | Buttweld | Buttweld | D | 4" | [9 empty] | mm |  | 4 | [5 empty] | New |  |  |  | 362563 | SKID GAS |  |  |  |  | 4"-PG-D-313-HT
[5 empty] | Buttweld | Buttweld | D | 4" | [9 empty] | mm |  | 4 | [5 empty] | New |  |  |  | 362567 | SKID GAS |  |  |  |  | 4"-PG-D-313-HT
[5 empty] | Buttweld | Buttweld | D | 4" | [9 empty] | mm |  | 4 | [5 empty] | New |  |  |  | 362602 | SKID GAS |  |  |  |  | 4"-PG-D-313-HT
[5 empty] | Buttweld | Buttweld | D | 4" | [9 empty] | mm |  | 4 | [5 empty] | New |  |  |  | 362608 | SKID GAS |  |  |  |  | 4"-PG-D-313-HT
[5 empty] | Buttweld | Buttweld | D | 4" | [9 empty] | mm |  | 4 | [5 empty] | New |  |  |  | 362614 | SKID GAS |  |  |  |  | 4"-PG-D-313-HT
[5 empty] | Tapweld | Tapweld | D | 4" | [9 empty] | mm |  | 4 | [5 empty] | New |  |  |  | 362626 | SKID GAS |  |  |  |  | 4"-PG-D-313-HT
[5 empty] | Buttweld | Buttweld | D | 4" | [9 empty] | mm |  | 4 | [5 empty] | New |  |  |  | 362699 | SKID GAS |  |  |  |  | 4"-PG-D-307-N
[5 empty] | Buttweld | Buttweld | D | 4" | [9 empty] | mm |  | 4 | [5 empty] | New |  |  |  | 362714 | SKID GAS |  |  |  |  | 4"-PG-D-312-N
[5 empty] | Buttweld | Buttweld | D | 4" | [9 empty] | mm |  | 4 | [5 empty] | New |  |  |  | 362720 | SKID GAS |  |  |  |  | 4"-PG-D-312-N
[5 empty] | Buttweld | Buttweld | D | 4" | [9 empty] | mm |  | 4 | [5 empty] | New |  |  |  | 362734 | SKID GAS |  |  |  |  | 4"-PG-D-312-N
[5 empty] | Buttweld | Buttweld | D | 4" | [9 empty] | mm |  | 4 | [5 empty] | New |  |  |  | 362740 | SKID GAS |  |  |  |  | 4"-PG-D-312-N
[5 empty] | Tapweld | Tapweld | D | 4" | [9 empty] | mm |  | 4 | [5 empty] | New |  |  |  | 362746 | SKID GAS |  |  |  |  | 4"-PG-D-312-N
[5 empty] | Tapweld | Tapweld | D | 4" | [9 empty] | mm |  | 4 | [5 empty] | New |  |  |  | 362752 | SKID GAS |  |  |  |  | 4"-PG-D-312-N
[5 empty] | Thread | Thread | D | 1/2" | [9 empty] | mm |  | 0.5 | [5 empty] | New |  |  |  | 362762 | SKID GAS |  |  |  |  | 4"-PG-D-312-N
[5 empty] | Socketweld | Socketweld | D | 1/2" | [9 empty] | mm |  | 0.5 | [5 empty] | New |  |  |  | 362768 | SKID GAS |  |  |  |  | 4"-PG-D-312-N
[5 empty] | Buttweld | Buttweld | D | 6" | [9 empty] | mm |  | 6 | [5 empty] | New |  |  |  | 362792 | SKID GAS |  |  |  |  | 4"-PG-D-307-N
GASKET, SWG, 1/8", RF, #600, GRAPHITE | ASME B16.20 |  |  |  | GASKET SWG | Gasket, SWG | D | 2" |  |  | TYPE=GASKET |  | Undefined_ET |  | RF |  |  | mm | 60.325 | 2 |  |  |  | 600 |  | New |  | 0.11 | KG | 362805 | SKID GAS |  |  |  |  | 4"-PG-D-307-N
STUD BOLT SET A193 Gr B7/ A194 Gr 2H |  |  |  |  | STUD BOLT 5/8" X @@@ LG, ASTM A193, B7 W/2 HEX. NUT 5/8", ASTM A194, GR 2, 2 WASHER 5/8", ASTM F436 | Bolt set | D | 2" |  |  | TYPE=BOLT |  |  |  | RF |  |  | mm |  | 2 |  |  |  | 600 |  | New |  | 1.8 | KG | 362807 | SKID GAS |  | 1.25 |  | 107.95 | 4"-PG-D-307-N
[5 empty] | Socketweld | Socketweld | B | 1/2" | [9 empty] | mm |  | 0.5 | [5 empty] | New |  |  |  | 362983 | SKID GAS |  |  |  |  | 1/2"-DO-B-507-N
[5 empty] | Socketweld | Socketweld | B | 1/2" | [9 empty] | mm |  | 0.5 | [5 empty] | New |  |  |  | 362989 | SKID GAS |  |  |  |  | 1/2"-DO-B-507-N
[5 empty] | Tapweld | Tapweld | D | 4" | [9 empty] | mm |  | 4 | [5 empty] | New |  |  |  | 362995 | SKID GAS |  |  |  |  | 4"-PG-D-306-N
[5 empty] | Tapweld | Tapweld | D | 3" | [9 empty] | mm |  | 3 | [5 empty] | New |  |  |  | 363108 | SKID GAS |  |  |  |  | 4"-PG-D-307-N
[5 empty] | Socketweld | Socketweld | D | 1/2" | [9 empty] | mm |  | 0.5 | [5 empty] | New |  |  |  | 363114 | SKID GAS |  |  |  |  | 4"-PG-D-307-N
[5 empty] | Socketweld | Socketweld | D | 1/2" | [9 empty] | mm |  | 0.5 | [5 empty] | New |  |  |  | 363120 | SKID GAS |  |  |  |  | 4"-PG-D-307-N
[5 empty] | Socketweld | Socketweld | D | 1/2" | [9 empty] | mm |  | 0.5 | [5 empty] | New |  |  |  | 363126 | SKID GAS |  |  |  |  | 4"-PG-D-307-N
[5 empty] | Thread | Thread | D | 1/2" | [9 empty] | mm |  | 0.5 | [5 empty] | New |  |  |  | 363132 | SKID GAS |  |  |  |  | 4"-PG-D-307-N
[5 empty] | Thread | Thread | D | 1/2" | [9 empty] | mm |  | 0.5 | [5 empty] | New |  |  |  | 363138 | SKID GAS |  |  |  |  | 4"-PG-D-307-N
GASKET, SWG, 1/8", RF, #600, GRAPHITE | ASME B16.20 |  |  |  | GASKET SWG | Gasket, SWG | D | 4" |  |  | TYPE=GASKET |  | Undefined_ET |  | RF |  |  | mm | 114.3 | 4 |  |  |  | 600 |  | New |  | 0.32 | KG | 363142 | SKID GAS |  |  |  |  | 4"-PG-D-326-HT
STUD BOLT SET A193 Gr B7/ A194 Gr 2H |  |  |  |  | STUD BOLT 7/8" X @@@ LG, ASTM A193, B7 W/2 HEX. NUT 7/8", ASTM A194, GR 2, 2 WASHER 7/8", ASTM F436 | Bolt set | D | 4" |  |  | TYPE=BOLT |  |  |  | RF |  |  | mm |  | 4 |  |  |  | 600 |  | New |  | 5.64 | KG | 363144 | SKID GAS |  | 1.75 |  | 107.95 | 4"-PG-D-326-HT
[5 empty] | Buttweld | Buttweld | D | 4" | [9 empty] | mm |  | 4 | [5 empty] | New |  |  |  | 363150 | SKID GAS |  |  |  |  | 4"-PG-D-326-HT
[5 empty] | Buttweld | Buttweld | D | 4" | [9 empty] | mm |  | 4 | [5 empty] | New |  |  |  | 363160 | SKID GAS |  |  |  |  | 4"-PG-D-326-HT
[5 empty] | Buttweld | Buttweld | D | 4" | [9 empty] | mm |  | 4 | [5 empty] | New |  |  |  | 363166 | SKID GAS |  |  |  |  | 4"-PG-D-326-HT
[5 empty] | Buttweld | Buttweld | D | 4" | [9 empty] | mm |  | 4 | [5 empty] | New |  |  |  | 363172 | SKID GAS |  |  |  |  | 4"-PG-D-326-HT
[5 empty] | Buttweld | Buttweld | D | 4" | [9 empty] | mm |  | 4 | [5 empty] | New |  |  |  | 363182 | SKID GAS |  |  |  |  | 3"-PG-D-304-N
[5 empty] | Buttweld | Buttweld | D | 2" | [9 empty] | mm |  | 2 | [5 empty] | New |  |  |  | 363186 | SKID GAS |  |  |  |  | 3"-PG-D-304-N
[5 empty] | Buttweld | Buttweld | D | 2" | [9 empty] | mm |  | 2 | [5 empty] | New |  |  |  | 363190 | SKID GAS |  |  |  |  | 3"-PG-D-304-N
[5 empty] | Buttweld | Buttweld | D | 4" | [9 empty] | mm |  | 4 | [5 empty] | New |  |  |  | 363829 | RACK PRINCIPAL |  |  |  |  | 4"-PG-D-314-N
[5 empty] | Buttweld | Buttweld | D | 4" | [9 empty] | mm |  | 4 | [5 empty] | New |  |  |  | 363833 | RACK PRINCIPAL |  |  |  |  | 4"-PG-D-314-N
[5 empty] | Buttweld | Buttweld | B | 4" | [9 empty] | mm |  | 4 | [5 empty] | New |  |  |  | 363845 | RACK PRINCIPAL |  |  |  |  | 6"-PG-B-336-N
[5 empty] | Buttweld | Buttweld | B | 4" | [9 empty] | mm |  | 4 | [5 empty] | New |  |  |  | 363851 | RACK PRINCIPAL |  |  |  |  | 6"-PG-B-336-N
GASKET, SWG, 1/8", RF, #600, GRAPHITE | ASME B16.20 |  |  |  | GASKET SWG | Gasket, SWG | D | 2" |  |  | TYPE=GASKET |  | Undefined_ET |  | RF |  |  | mm | 60.325 | 2 |  |  |  | 600 |  | New |  | 0.11 | KG | 364630 | RACK PRINCIPAL |  |  |  |  | 4"-PG-D-332-N
STUD BOLT SET A193 Gr B7/ A194 Gr 2H |  |  |  |  | STUD BOLT 5/8" X 107.95 LG, ASTM A193, B7 W/2 HEX. NUT 5/8", ASTM A194, GR 2, 2 WASHER 5/8", ASTM F436 | Bolt set | D | 2" |  |  | TYPE=BOLT |  |  |  | RF |  |  | mm |  | 2 |  |  |  | 600 |  | New |  | 1.8 | KG | 364632 | RACK PRINCIPAL |  | 31.75 |  | 107.95 | 4"-PG-D-332-N
GASKET, SWG, 1/8", RF, #600, GRAPHITE | ASME B16.20 |  |  |  | GASKET SWG | Gasket, SWG | D | 2" |  |  | TYPE=GASKET |  | Undefined_ET |  | RF |  |  | mm | 60.325 | 2 |  |  |  | 600 |  | New |  | 0.11 | KG | 364642 | RACK PRINCIPAL |  |  |  |  | 4"-PG-D-332-N
STUD BOLT SET A193 Gr B7/ A194 Gr 2H |  |  |  |  | STUD BOLT 5/8" X 107.95 LG, ASTM A193, B7 W/2 HEX. NUT 5/8", ASTM A194, GR 2, 2 WASHER 5/8", ASTM F436 | Bolt set | D | 2" |  |  | TYPE=BOLT |  |  |  | RF |  |  | mm |  | 2 |  |  |  | 600 |  | New |  | 1.8 | KG | 364644 | RACK PRINCIPAL |  | 31.75 |  | 107.95 | 4"-PG-D-332-N
[5 empty] | Buttweld | Buttweld | D | 4" | [9 empty] | mm |  | 4 | [5 empty] | New |  |  |  | 364650 | RACK PRINCIPAL |  |  |  |  | 4"-PG-D-332-N
[5 empty] | Buttweld | Buttweld | D | 2" | [9 empty] | mm |  | 2 | [5 empty] | New |  |  |  | 364664 | RACK PRINCIPAL |  |  |  |  | 4"-PG-D-332-N
[5 empty] | Buttweld | Buttweld | D | 2" | [9 empty] | mm |  | 2 | [5 empty] | New |  |  |  | 364670 | RACK PRINCIPAL |  |  |  |  | 4"-PG-D-332-N
[5 empty] | Buttweld | Buttweld | D | 2" | [9 empty] | mm |  | 2 | [5 empty] | New |  |  |  | 364676 | RACK PRINCIPAL |  |  |  |  | 4"-PG-D-332-N
[5 empty] | Buttweld | Buttweld | D | 4" | [9 empty] | mm |  | 4 | [5 empty] | New |  |  |  | 364682 | RACK PRINCIPAL |  |  |  |  | 4"-PG-D-332-N
[5 empty] | Buttweld | Buttweld | D | 4" | [9 empty] | mm |  | 4 | [5 empty] | New |  |  |  | 364686 | RACK PRINCIPAL |  |  |  |  | 4"-PG-D-332-N
[5 empty] | Buttweld | Buttweld | D | 2" | [9 empty] | mm |  | 2 | [5 empty] | New |  |  |  | 364690 | RACK PRINCIPAL |  |  |  |  | 4"-PG-D-332-N
[5 empty] | Buttweld | Buttweld | D | 2" | [9 empty] | mm |  | 2 | [5 empty] | New |  |  |  | 364696 | RACK PRINCIPAL |  |  |  |  | 4"-PG-D-332-N
[5 empty] | Buttweld | Buttweld | D | 2" | [9 empty] | mm |  | 2 | [5 empty] | New |  |  |  | 364703 | RACK PRINCIPAL |  |  |  |  | 4"-PG-D-332-N
[5 empty] | Buttweld | Buttweld | D | 2" | [9 empty] | mm |  | 2 | [5 empty] | New |  |  |  | 364709 | RACK PRINCIPAL |  |  |  |  | 4"-PG-D-332-N
GASKET, SWG, 1/8", RF, #600, GRAPHITE | ASME B16.20 |  |  |  | GASKET SWG | Gasket, SWG | D | 4" |  |  | TYPE=GASKET |  | Undefined_ET |  | RF |  |  | mm | 114.3 | 4 |  |  |  | 600 |  | New |  | 0.32 | KG | 364747 | RACK PRINCIPAL |  |  |  |  | 4"-PG-D-332-N
STUD BOLT SET A193 Gr B7/ A194 Gr 2H |  |  |  |  | STUD BOLT 7/8" X 146.05 LG, ASTM A193, B7 W/2 HEX. NUT 7/8", ASTM A194, GR 2, 2 WASHER 7/8", ASTM F436 | Bolt set | D | 4" |  |  | TYPE=BOLT |  |  |  | RF |  |  | mm |  | 4 |  |  |  | 600 |  | New |  | 5.64 | KG | 364749 | RACK PRINCIPAL |  | 44.45 |  | 146.05 | 4"-PG-D-332-N
[5 empty] | Buttweld | Buttweld | D | 4" | [9 empty] | mm |  | 4 | [5 empty] | New |  |  |  | 364755 | RACK PRINCIPAL |  |  |  |  | 4"-PG-D-332-N
[5 empty] | Buttweld | Buttweld | D | 4" | [9 empty] | mm |  | 4 | [5 empty] | New |  |  |  | 364759 | RACK PRINCIPAL |  |  |  |  | 4"-PG-D-332-N
GASKET, SWG, 1/8", RF, #600, GRAPHITE | ASME B16.20 |  |  |  | GASKET SWG | Gasket, SWG | D | 4" |  |  | TYPE=GASKET |  | Undefined_ET |  | RF |  |  | mm | 114.3 | 4 |  |  |  | 600 |  | New |  | 0.32 | KG | 364765 | RACK PRINCIPAL |  |  |  |  | 4"-PG-D-332-N
STUD BOLT SET A193 Gr B7/ A194 Gr 2H |  |  |  |  | STUD BOLT 7/8" X 107.95 LG, ASTM A193, B7 W/2 HEX. NUT 7/8", ASTM A194, GR 2, 2 WASHER 7/8", ASTM F436 | Bolt set | D | 4" |  |  | TYPE=BOLT |  |  |  | RF |  |  | mm |  | 4 |  |  |  | 600 |  | New |  | 5.64 | KG | 364767 | RACK PRINCIPAL |  | 44.45 |  | 107.95 | 4"-PG-D-332-N
[5 empty] | Buttweld | Buttweld | D | 4" | [9 empty] | mm |  | 4 | [5 empty] | New |  |  |  | 364781 | RACK PRINCIPAL |  |  |  |  | 4"-PG-D-332-N
[5 empty] | Tapweld | Tapweld | D | 4" | [9 empty] | mm |  | 4 | [5 empty] | New |  |  |  | 364802 | RACK PRINCIPAL |  |  |  |  | 4"-PG-D-332-N
[5 empty] | Buttweld | Buttweld | E | 2" | [9 empty] | mm |  | 2 | [5 empty] | New |  |  |  | 364810 | RACK PRINCIPAL |  |  |  |  | 3"-MUL-E-006-N
[5 empty] | Buttweld | Buttweld | E | 2" | [9 empty] | mm |  | 2 | [5 empty] | New |  |  |  | 364816 | RACK PRINCIPAL |  |  |  |  | 3"-MUL-E-006-N
[5 empty] | Buttweld | Buttweld | E | 2" | [9 empty] | mm |  | 2 | [5 empty] | New |  |  |  | 364822 | RACK PRINCIPAL |  |  |  |  | 3"-MUL-E-006-N
[5 empty] | Buttweld | Buttweld | E | 2" | [9 empty] | mm |  | 2 | [5 empty] | New |  |  |  | 364828 | RACK PRINCIPAL |  |  |  |  | 3"-MUL-E-006-N
[5 empty] | Thread | Thread | B | 1" | [9 empty] | mm |  | 1 | [5 empty] | New |  |  |  | 364986 | RACK PRINCIPAL |  |  |  |  | 1"-LIH-B-451-N
[5 empty] | Socketweld | Socketweld | B | 1" | [9 empty] | mm |  | 1 | [5 empty] | New |  |  |  | 364992 | RACK PRINCIPAL |  |  |  |  | 1"-LIH-B-451-N
[5 empty] | Socketweld | Socketweld | B | 1" | [9 empty] | mm |  | 1 | [5 empty] | New |  |  |  | 364998 | RACK PRINCIPAL |  |  |  |  | 1"-LIH-B-451-N
[5 empty] | Thread | Thread | B | 1" | [9 empty] | mm |  | 1 | [5 empty] | New |  |  |  | 365005 | RACK PRINCIPAL |  |  |  |  | 1"-LIH-B-450-N
[5 empty] | Socketweld | Socketweld | B | 1" | [9 empty] | mm |  | 1 | [5 empty] | New |  |  |  | 365011 | RACK PRINCIPAL |  |  |  |  | 1"-LIH-B-450-N
[5 empty] | Socketweld | Socketweld | B | 1" | [9 empty] | mm |  | 1 | [5 empty] | New |  |  |  | 365017 | RACK PRINCIPAL |  |  |  |  | 1"-LIH-B-450-N
[5 empty] | Socketweld | Socketweld | B | 1" | [9 empty] | mm |  | 1 | [5 empty] | New |  |  |  | 365021 | RACK PRINCIPAL |  |  |  |  | 1"-LIH-B-447-N
[5 empty] | Socketweld | Socketweld | B | 1" | [9 empty] | mm |  | 1 | [5 empty] | New |  |  |  | 365025 | RACK PRINCIPAL |  |  |  |  | 1"-LIH-B-451-N
[5 empty] | Thread | Thread | B | 1" | [9 empty] | mm |  | 1 | [5 empty] | New |  |  |  | 365031 | RACK PRINCIPAL |  |  |  |  | 1"-LIH-B-451-N
[5 empty] | Socketweld | Socketweld | B | 1" | [9 empty] | mm |  | 1 | [5 empty] | New |  |  |  | 365035 | RACK PRINCIPAL |  |  |  |  | 1"-LIH-B-447-N
[5 empty] | Socketweld | Socketweld | B | 1" | [9 empty] | mm |  | 1 | [5 empty] | New |  |  |  | 365039 | RACK PRINCIPAL |  |  |  |  | 1"-LIH-B-450-N
[5 empty] | Thread | Thread | B | 1" | [9 empty] | mm |  | 1 | [5 empty] | New |  |  |  | 365045 | RACK PRINCIPAL |  |  |  |  | 1"-LIH-B-450-N
[5 empty] | Socketweld | Socketweld | B | 1/2" | [9 empty] | mm |  | 0.5 | [5 empty] | New |  |  |  | 365055 | RACK PRINCIPAL |  |  |  |  | 1/2"-MUL-E-010-N
[5 empty] | Socketweld | Socketweld | B | 1" | [9 empty] | mm |  | 1 | [5 empty] | New |  |  |  | 365108 | RACK PRINCIPAL |  |  |  |  | 1"-R-B-615-N
[5 empty] | Buttweld | Buttweld | B | 1" | [9 empty] | mm |  | 1 | [5 empty] | New |  |  |  | 365114 | RACK PRINCIPAL |  |  |  |  | 1"-R-B-615-N
[5 empty] | Socketweld | Socketweld | B | 1" | [9 empty] | mm |  | 1 | [5 empty] | New |  |  |  | 365120 | RACK PRINCIPAL |  |  |  |  | 1"-R-B-615-N
[5 empty] | Socketweld | Socketweld | B | 1" | [9 empty] | mm |  | 1 | [5 empty] | New |  |  |  | 365126 | RACK PRINCIPAL |  |  |  |  | 1"-R-B-615-N
[5 empty] | Buttweld | Buttweld | B | 2" | [9 empty] | mm |  | 2 | [5 empty] | New |  |  |  | 365130 | RACK PRINCIPAL |  |  |  |  | 2"-LIH-B-431-N
[5 empty] | Buttweld | Buttweld | B | 2" | [9 empty] | mm |  | 2 | [5 empty] | New |  |  |  | 365136 | RACK PRINCIPAL |  |  |  |  | 2"-LIH-B-431-N
[5 empty] | Socketweld | Socketweld | B | 1" | [9 empty] | mm |  | 1 | [5 empty] | New |  |  |  | 365140 | RACK PRINCIPAL |  |  |  |  | 1"-LIH-B-447-N
[5 empty] | Socketweld | Socketweld | B | 1" | [9 empty] | mm |  | 1 | [5 empty] | New |  |  |  | 365146 | RACK PRINCIPAL |  |  |  |  | 1"-LIH-B-447-N
[5 empty] | Buttweld | Buttweld | B | 3" | [9 empty] | mm |  | 3 | [5 empty] | New |  |  |  | 365150 | RACK PRINCIPAL |  |  |  |  | 3"-LIH-B-426-N
[5 empty] | Buttweld | Buttweld | B | 3" | [9 empty] | mm |  | 3 | [5 empty] | New |  |  |  | 365156 | RACK PRINCIPAL |  |  |  |  | 3"-LIH-B-426-N
[5 empty] | Buttweld | Buttweld | B | 2" | [9 empty] | mm |  | 2 | [5 empty] | New |  |  |  | 365160 | RACK PRINCIPAL |  |  |  |  | 2"-LIH-B-413-N
[5 empty] | Buttweld | Buttweld | B | 2" | [9 empty] | mm |  | 2 | [5 empty] | New |  |  |  | 365166 | RACK PRINCIPAL |  |  |  |  | 2"-LIH-B-413-N
[5 empty] | Buttweld | Buttweld | B | 2" | [9 empty] | mm |  | 2 | [5 empty] | New |  |  |  | 365170 | RACK PRINCIPAL |  |  |  |  | 2"-LIH-B-413-N
[5 empty] | Buttweld | Buttweld | B | 2" | [9 empty] | mm |  | 2 | [5 empty] | New |  |  |  | 365176 | RACK PRINCIPAL |  |  |  |  | 2"-LIH-B-413-N
[5 empty] | Buttweld | Buttweld | B | 2" | [9 empty] | mm |  | 2 | [5 empty] | New |  |  |  | 365182 | RACK PRINCIPAL |  |  |  |  | 2"-LIH-B-413-N
[5 empty] | Buttweld | Buttweld | B | 2" | [9 empty] | mm |  | 2 | [5 empty] | New |  |  |  | 365188 | RACK PRINCIPAL |  |  |  |  | 2"-LIH-B-413-N
[5 empty] | Socketweld | Socketweld | B | 1 1/2" | [9 empty] | mm |  | 1.5 | [5 empty] | New |  |  |  | 365196 | RACK PRINCIPAL |  |  |  |  | 1 1/2"-LIH-B-421-N
[5 empty] | Socketweld | Socketweld | B | 1 1/2" | [9 empty] | mm |  | 1.5 | [5 empty] | New |  |  |  | 365201 | RACK PRINCIPAL |  |  |  |  | 1 1/2"-LIH-B-421-N
[5 empty] | Socketweld | Socketweld | B | 1 1/2" | [9 empty] | mm |  | 1.5 | [5 empty] | New |  |  |  | 365219 | RACK PRINCIPAL |  |  |  |  | 1 1/2"-LIH-B-421-N
[5 empty] | Socketweld | Socketweld | B | 1 1/2" | [9 empty] | mm |  | 1.5 | [5 empty] | New |  |  |  | 365263 | RACK PRINCIPAL |  |  |  |  | 1 1/2"-LIH-B-418-N
[5 empty] | Socketweld | Socketweld | B | 1 1/2" | [9 empty] | mm |  | 1.5 | [5 empty] | New |  |  |  | 365269 | RACK PRINCIPAL |  |  |  |  | 1 1/2"-LIH-B-416-N
[5 empty] | Socketweld | Socketweld | B | 1 1/2" | [9 empty] | mm |  | 1.5 | [5 empty] | New |  |  |  | 365275 | RACK PRINCIPAL |  |  |  |  | 1 1/2"-LIH-B-418-N
[5 empty] | Socketweld | Socketweld | B | 1 1/2" | [9 empty] | mm |  | 1.5 | [5 empty] | New |  |  |  | 365281 | RACK PRINCIPAL |  |  |  |  | 1 1/2"-LIH-B-416-N
[5 empty] | Thread | Thread | B | 1 1/2" | [9 empty] | mm |  | 1.5 | [5 empty] | New |  |  |  | 365293 | RACK PRINCIPAL |  |  |  |  | 1 1/2"-LIH-B-416-N
[5 empty] | Socketweld | Socketweld | B | 1 1/2" | [9 empty] | mm |  | 1.5 | [5 empty] | New |  |  |  | 365297 | RACK PRINCIPAL |  |  |  |  | 1 1/2"-LIH-B-416-N
[5 empty] | Socketweld | Socketweld | B | 1 1/2" | [9 empty] | mm |  | 1.5 | [5 empty] | New |  |  |  | 365304 | RACK PRINCIPAL |  |  |  |  | 1 1/2"-LIH-B-416-N
[5 empty] | Socketweld | Socketweld | B | 1 1/2" | [9 empty] | mm |  | 1.5 | [5 empty] | New |  |  |  | 365310 | RACK PRINCIPAL |  |  |  |  | 1 1/2"-LIH-B-416-N
[5 empty] | Socketweld | Socketweld | B | 1 1/2" | [9 empty] | mm |  | 1.5 | [5 empty] | New |  |  |  | 365322 | RACK PRINCIPAL |  |  |  |  | 1 1/2"-LIH-B-418-N
[5 empty] | Socketweld | Socketweld | B | 1 1/2" | [9 empty] | mm |  | 1.5 | [5 empty] | New |  |  |  | 365329 | RACK PRINCIPAL |  |  |  |  | 1 1/2"-LIH-B-418-N
[5 empty] | Thread | Thread | B | 1 1/2" | [9 empty] | mm |  | 1.5 | [5 empty] | New |  |  |  | 365333 | RACK PRINCIPAL |  |  |  |  | 1 1/2"-LIH-B-418-N
[5 empty] | Socketweld | Socketweld | B | 1 1/2" | [9 empty] | mm |  | 1.5 | [5 empty] | New |  |  |  | 365339 | RACK PRINCIPAL |  |  |  |  | 1 1/2"-LIH-B-418-N
[5 empty] | Socketweld | Socketweld | B | 1 1/2" | [9 empty] | mm |  | 1.5 | [5 empty] | New |  |  |  | 365349 | RACK PRINCIPAL |  |  |  |  | 1 1/2"-LIH-B-418-N
[5 empty] | Socketweld | Socketweld | B | 1 1/2" | [9 empty] | mm |  | 1.5 | [5 empty] | New |  |  |  | 365355 | RACK PRINCIPAL |  |  |  |  | 1 1/2"-LIH-B-418-N
[5 empty] | Socketweld | Socketweld | B | 1 1/2" | [9 empty] | mm |  | 1.5 | [5 empty] | New |  |  |  | 365359 | RACK PRINCIPAL |  |  |  |  | 1 1/2"-LIH-B-416-N
[5 empty] | Socketweld | Socketweld | B | 1 1/2" | [9 empty] | mm |  | 1.5 | [5 empty] | New |  |  |  | 365365 | RACK PRINCIPAL |  |  |  |  | 1 1/2"-LIH-B-416-N
[5 empty] | Socketweld | Socketweld | B | 1/2" | [9 empty] | mm |  | 0.5 | [5 empty] | New |  |  |  | 365369 | RACK PRINCIPAL |  |  |  |  | 1 1/2"-LIH-B-418-N
[5 empty] | Socketweld | Socketweld | B | 1 1/2" | [9 empty] | mm |  | 1.5 | [5 empty] | New |  |  |  | 365381 | RACK PRINCIPAL |  |  |  |  | 1 1/2"-LIH-B-421-N
[5 empty] | Socketweld | Socketweld | B | 1 1/2" | [9 empty] | mm |  | 1.5 | [5 empty] | New |  |  |  | 365385 | RACK PRINCIPAL |  |  |  |  | 1 1/2"-LIH-B-421-N
[5 empty] | Buttweld | Buttweld | B | 3" | [9 empty] | mm |  | 3 | [5 empty] | New |  |  |  | 365815 | SKID GAS |  |  |  |  | 6"-R-B-617-N
[5 empty] | Buttweld | Buttweld | B | 3" | [9 empty] | mm |  | 3 | [5 empty] | New |  |  |  | 365819 | SKID GAS |  |  |  |  | 3"-R-B-616-N
[5 empty] | Buttweld | Buttweld | B | 3" | [9 empty] | mm |  | 3 | [5 empty] | New |  |  |  | 365825 | SKID GAS |  |  |  |  | 3"-R-B-616-N
GASKET SWG 1/8", RF, #150, GRAPHITE | ASME B16.20 |  |  |  | GASKET, SWG, 3" ND, 1/8" THK, 150 LB, RF, ASME B16.20 | Gasket, SWG | B | 3" |  |  | TYPE=GASKET |  | Undefined_ET |  | RF |  |  | mm | 88.9 | 3 |  |  |  | 150 |  | New |  | 0.14 | KG | 365831 | SKID GAS |  |  |  |  | 3"-R-B-616-N
STUD BOLT SET A193 Gr B7/ A194 Gr 2H |  |  |  |  | STUD BOLT 5/8" X @@@ LG, ASTM A193, B7 W/2 HEX. NUT 5/8", ASTM A194, GR 2, 2 WASHER 5/8", ASTM F436 | Bolt set | B | 3" |  |  | TYPE=BOLT |  |  |  | RF |  |  | mm |  | 3 |  |  |  | 150 |  | New |  | 0.79 | KG | 365833 | SKID GAS |  | 0.94 |  | 88.9 | 3"-R-B-616-N
[5 empty] | Socketweld | Socketweld | B | 1 1/2" | [9 empty] | mm |  | 1.5 | [5 empty] | New |  |  |  | 366416 | RACK PRINCIPAL |  |  |  |  | 1 1/2"-LIH-B-421-N
[5 empty] | Socketweld | Socketweld | B | 1 1/2" | [9 empty] | mm |  | 1.5 | [5 empty] | New |  |  |  | 366422 | RACK PRINCIPAL |  |  |  |  | 1 1/2"-LIH-B-421-N
[5 empty] | Socketweld | Socketweld | B | 1 1/2" | [9 empty] | mm |  | 1.5 | [5 empty] | New |  |  |  | 366428 | RACK PRINCIPAL |  |  |  |  | 1 1/2"-LIH-B-421-N
[5 empty] | Socketweld | Socketweld | B | 1" | [9 empty] | mm |  | 1 | [5 empty] | New |  |  |  | 366440 | RACK PRINCIPAL |  |  |  |  | 1"-DO-B-509-N
[5 empty] | Socketweld | Socketweld | B | 1 1/2" | [9 empty] | mm |  | 1.5 | [5 empty] | New |  |  |  | 366446 | RACK PRINCIPAL |  |  |  |  | 1 1/2"-LIH-B-421-N
[5 empty] | Socketweld | Socketweld | B | 1" | [9 empty] | mm |  | 1 | [5 empty] | New |  |  |  | 366452 | RACK PRINCIPAL |  |  |  |  | 1"-DO-B-509-N
[5 empty] | Socketweld | Socketweld | B | 1 1/2" | [9 empty] | mm |  | 1.5 | [5 empty] | New |  |  |  | 366462 | RACK PRINCIPAL |  |  |  |  | 1 1/2"-LIH-B-421-N
[5 empty] | Socketweld | Socketweld | B | 1 1/2" | [9 empty] | mm |  | 1.5 | [5 empty] | New |  |  |  | 366468 | RACK PRINCIPAL |  |  |  |  | 1 1/2"-LIH-B-421-N
[5 empty] | Socketweld | Socketweld | B | 1" | [9 empty] | mm |  | 1 | [5 empty] | New |  |  |  | 366472 | RACK PRINCIPAL |  |  |  |  | 1"-DO-B-509-N
[5 empty] | Socketweld | Socketweld | B | 1" | [9 empty] | mm |  | 1 | [5 empty] | New |  |  |  | 366478 | RACK PRINCIPAL |  |  |  |  | 1"-DO-B-509-N
[5 empty] | Buttweld | Buttweld | B | 6" | [9 empty] | mm |  | 6 | [5 empty] | New |  |  |  | 366526 | RACK PRINCIPAL |  |  |  |  | 6"-PG-B-336-N
[5 empty] | Tapweld | Tapweld | D | 4" | [9 empty] | mm |  | 4 | [5 empty] | New |  |  |  | 366605 | [5 empty] | 4"-PG-D-332-N
[5 empty] | Buttweld | Buttweld | D | 4" | [9 empty] | mm |  | 4 | [5 empty] | New |  |  |  | 366609 | [5 empty] | 4"-PG-D-332-N
[5 empty] | Buttweld | Buttweld | D | 4" | [9 empty] | mm |  | 4 | [5 empty] | New |  |  |  | 366628 | [5 empty] | 4"-PG-D-332-N
STUD BOLT SET A193 Gr B7/ A194 Gr 2H |  |  |  |  | STUD BOLT 5/8" X 88.9 LG, ASTM A193, B7 W/2 HEX. NUT 5/8", ASTM A194, GR 2, 2 WASHER 5/8", ASTM F436 | Bolt set | B | 4" |  |  | TYPE=BOLT |  |  |  | RF |  |  | mm |  | 4 |  |  |  | 150 |  | New |  | 1.59 | KG | 366645 |  |  | 23.876 |  | 88.9 | 4"-PG-D-332-N
[5 empty] | Buttweld | Buttweld | B | 4" | [9 empty] | mm |  | 4 | [5 empty] | New |  |  |  | 366662 | [5 empty] | 4"-PG-D-332-N
[5 empty] | Tapweld | Tapweld | D | 4" | [9 empty] | mm |  | 4 | [5 empty] | New |  |  |  | 366666 | [5 empty] | 4"-PG-D-332-N
GASKET, SWG, 1/8", RF, #150, GRAPHITE | ASME B16.20 |  |  |  | GASKET, SWG, 4" ND, 1/8" THK, 150 LB, RF, ASME B16.20 | Gasket, SWG | B | 4" |  |  | TYPE=GASKET |  | Undefined_ET |  | RF |  |  | mm | 114.3 | 4 |  |  |  | 150 |  | New |  | 0.23 | KG | 366674 | [5 empty] | 4"-PG-D-332-N
[5 empty] | Buttweld | Buttweld | B | 4" | [9 empty] | mm |  | 4 | [5 empty] | New |  |  |  | 366675 | [5 empty] | 4"-PG-D-332-N
GASKET SWG 1/8", RF, #150, GRAPHITE | ASME B16.20 |  |  |  | GASKET, SWG, 3" ND, 1/8" THK, 150 LB, RF, ASME B16.20 | Gasket, SWG | B | 3" |  |  | TYPE=GASKET |  | Undefined_ET |  | RF |  |  | mm | 88.9 | 3 |  |  |  | 150 |  | New |  | 0.14 | KG | 373335 | RACK PRINCIPAL |  |  |  |  | 6"-PG-B-336-N
STUD BOLT SET A193 Gr B7/ A194 Gr 2H |  |  |  |  | STUD BOLT 5/8" X 69.85 LG, ASTM A193, B7 W/2 HEX. NUT 5/8", ASTM A194, GR 2, 2 WASHER 5/8", ASTM F436 | Bolt set | B | 3" |  |  | TYPE=BOLT |  |  |  | RF |  |  | mm |  | 3 |  |  |  | 150 |  | New |  | 0.79 | KG | 373337 | RACK PRINCIPAL |  | 23.876 |  | 69.85 | 6"-PG-B-336-N
GASKET SWG 1/8", RF, #150, GRAPHITE | ASME B16.20 |  |  |  | GASKET, SWG, 3" ND, 1/8" THK, 150 LB, RF, ASME B16.20 | Gasket, SWG | B | 3" |  |  | TYPE=GASKET |  | Undefined_ET |  | RF |  |  | mm | 88.9 | 3 |  |  |  | 150 |  | New |  | 0.14 | KG | 373343 | RACK PRINCIPAL |  |  |  |  | 6"-PG-B-336-N
STUD BOLT SET A193 Gr B7/ A194 Gr 2H |  |  |  |  | STUD BOLT 5/8" X 69.85 LG, ASTM A193, B7 W/2 HEX. NUT 5/8", ASTM A194, GR 2, 2 WASHER 5/8", ASTM F436 | Bolt set | B | 3" |  |  | TYPE=BOLT |  |  |  | RF |  |  | mm |  | 3 |  |  |  | 150 |  | New |  | 0.79 | KG | 373345 | RACK PRINCIPAL |  | 23.876 |  | 69.85 | 6"-PG-B-336-N
GASKET SWG 1/8", RF, #150, GRAPHITE | ASME B16.20 |  |  |  | GASKET, SWG, 4" ND, 1/8" THK, 150 LB, RF, ASME B16.20 | Gasket, SWG | B | 4" |  |  | TYPE=GASKET |  | Undefined_ET |  | RF |  |  | mm | 114.3 | 4 |  |  |  | 150 |  | New |  | 0.23 | KG | 373369 | RACK PRINCIPAL |  |  |  |  | 3"-PRW-A2-207-N
STUD BOLT SET A193 Gr B7/ A194 Gr 2H |  |  |  |  | STUD BOLT 5/8" X 69.85 LG, ASTM A193, B7 W/2 HEX. NUT 5/8", ASTM A194, GR 2, 2 WASHER 5/8", ASTM F436 | Bolt set | B | 4" |  |  | TYPE=BOLT |  |  |  | RF |  |  | mm |  | 4 |  |  |  | 150 |  | New |  | 1.59 | KG | 373371 | RACK PRINCIPAL |  | 23.876 |  | 69.85 | 3"-PRW-A2-207-N
[5 empty] | Buttweld | Buttweld | B | 4" | [9 empty] | mm |  | 4 | [5 empty] | New |  |  |  | 373378 | RACK PRINCIPAL |  |  |  |  | 3"-PRW-A2-207-N
GASKET SWG 1/8", RF, #150, GRAPHITE | ASME B16.20 |  |  |  | GASKET, SWG, 4" ND, 1/8" THK, 150 LB, RF, ASME B16.20 | Gasket, SWG | B | 4" |  |  | TYPE=GASKET |  | Undefined_ET |  | RF |  |  | mm | 114.3 | 4 |  |  |  | 150 |  | New |  | 0.23 | KG | 373384 | RACK PRINCIPAL |  |  |  |  | 3"-PRW-A2-207-N
STUD BOLT SET A193 Gr B7/ A194 Gr 2H |  |  |  |  | STUD BOLT 5/8" X 88.9 LG, ASTM A193, B7 W/2 HEX. NUT 5/8", ASTM A194, GR 2, 2 WASHER 5/8", ASTM F436 | Bolt set | B | 4" |  |  | TYPE=BOLT |  |  |  | RF |  |  | mm |  | 4 |  |  |  | 150 |  | New |  | 1.59 | KG | 373386 | RACK PRINCIPAL |  | 23.876 |  | 88.9 | 3"-PRW-A2-207-N
[5 empty] | Thread | Thread | D | 2" | [9 empty] | mm |  | 2 | [5 empty] | New |  |  |  | 373652 | SKID GAS |  |  |  |  | 1/2"-LIH-D-400-N
[5 empty] | Thread | Thread | D | 1/2" | [9 empty] | mm |  | 0.5 | [5 empty] | New |  |  |  | 373656 | SKID GAS |  |  |  |  | 1/2"-LIH-D-400-N
[5 empty] | Socketweld | Socketweld | D | 1/2" | [9 empty] | mm |  | 0.5 | [5 empty] | New |  |  |  | 373662 | SKID GAS |  |  |  |  | 1/2"-LIH-D-400-N
GASKET SWG 1/8", RF, #150, GRAPHITE | ASME B16.20 |  |  |  | GASKET, SWG, 4" ND, 1/8" THK, 150 LB, RF, ASME B16.20 | Gasket, SWG | B | 4" |  |  | TYPE=GASKET |  | Undefined_ET |  | RF |  |  | mm | 114.3 | 4 |  |  |  | 150 |  | New |  | 0.23 | KG | 373710 | RACK PRINCIPAL |  |  |  |  | 1/2"-PRW-A2-204-N
STUD BOLT SET A193 Gr B7/ A194 Gr 2H |  |  |  |  | STUD BOLT 5/8" X 69.85 LG, ASTM A193, B7 W/2 HEX. NUT 5/8", ASTM A194, GR 2, 2 WASHER 5/8", ASTM F436 | Bolt set | B | 4" |  |  | TYPE=BOLT |  |  |  | RF |  |  | mm |  | 4 |  |  |  | 150 |  | New |  | 1.59 | KG | 373712 | RACK PRINCIPAL |  | 23.876 |  | 69.85 | 1/2"-PRW-A2-204-N
[5 empty] | Buttweld | Buttweld | K | 2" | [9 empty] | mm |  | 2 | [5 empty] | New |  |  |  | 375626 | RACK PRINCIPAL |  |  |  |  | 4"-MUL-K-002-N
[5 empty] | Buttweld | Buttweld | K | 2" | [9 empty] | mm |  | 2 | [5 empty] | New |  |  |  | 375630 | RACK PRINCIPAL |  |  |  |  | 4"-MUL-K-002-N
GASKET, OVAL, RTJ, #1500, B16.20, SOFT IRON | ASME B16.20 |  |  |  | GASKET, OVAL, 2" ND, 1500 LB, RTJ, ASME B16.20, | Gasket, Oval | K | 2" |  |  | TYPE=GASKET |  | Undefined_ET |  | RTJ |  |  | mm | 60.325 | 2 |  |  |  | 1500 |  | New |  | 0.22 | KG | 375634 | RACK PRINCIPAL |  |  |  |  | 4"-MUL-K-002-N
STUD BOLT SET A193 Gr B7/ A194 Gr 2H |  |  |  |  | STUD BOLT 7/8" X 146.05 LG, ASTM A193, B7 W/2 HEX. NUT 7/8", ASTM A194, GR 2, 2 WASHER 7/8", ASTM F436 | Bolt set | K | 2" |  |  | TYPE=BOLT |  |  |  | RTJ |  |  | mm |  | 2 |  |  |  | 1500 |  | New |  | 5.64 | KG | 375636 | RACK PRINCIPAL |  | 46.0248 |  | 146.05 | 4"-MUL-K-002-N
[5 empty] | Buttweld | Buttweld | K | 2" | [9 empty] | mm |  | 2 | [5 empty] | New |  |  |  | 375640 | RACK PRINCIPAL |  |  |  |  | 4"-MUL-K-002-N
GASKET, OVAL, RTJ, #1500, B16.20, SOFT IRON | ASME B16.20 |  |  |  | GASKET, OVAL, 4" ND, 1500 LB, RTJ, ASME B16.20, | Gasket, Oval | K | 4" |  |  | TYPE=GASKET |  | Undefined_ET |  | RTJ |  |  | mm | 114.3 | 4 |  |  |  | 1500 |  | New |  | 0.64 | KG | 375644 | RACK PRINCIPAL |  |  |  |  | 4"-MUL-K-002-N
STUD BOLT SET A193 Gr B7/ A194 Gr 2H |  |  |  |  | STUD BOLT 1 1/4" X 196.85 LG, ASTM A193, B7 W/2 HEX. NUT 1 1/4", ASTM A194, GR 2, 2 WASHER 1 1/4", ASTM F436 | Bolt set | K | 4" |  |  | TYPE=BOLT |  |  |  | RTJ |  |  | mm |  | 4 |  |  |  | 1500 |  | New |  | 14.72 | KG | 375646 | RACK PRINCIPAL |  | 61.7728 |  | 196.85 | 4"-MUL-K-002-N
[5 empty] | Buttweld | Buttweld | K | 4" | [9 empty] | mm |  | 4 | [5 empty] | New |  |  |  | 375654 | RACK PRINCIPAL |  |  |  |  | 4"-MUL-K-002-N
[5 empty] | Buttweld | Buttweld | K | 2" | [9 empty] | mm |  | 2 | [5 empty] | New |  |  |  | 375658 | RACK PRINCIPAL |  |  |  |  | 4"-MUL-K-002-N
[5 empty] | Buttweld | Buttweld | K | 2" | [9 empty] | mm |  | 2 | [5 empty] | New |  |  |  | 375664 | RACK PRINCIPAL |  |  |  |  | 4"-MUL-K-002-N
[5 empty] | Buttweld | Buttweld | K | 4" | [9 empty] | mm |  | 4 | [5 empty] | New |  |  |  | 375668 | RACK PRINCIPAL |  |  |  |  | 4"-MUL-K-001-N
[5 empty] | Buttweld | Buttweld | K | 4" | [9 empty] | mm |  | 4 | [5 empty] | New |  |  |  | 375674 | RACK PRINCIPAL |  |  |  |  | 4"-MUL-K-002-N
[5 empty] | Tapweld | Tapweld | K | 4" | [9 empty] | mm |  | 4 | [5 empty] | New |  |  |  | 375680 | RACK PRINCIPAL |  |  |  |  | 4"-MUL-K-001-N
[5 empty] | Socketweld | Socketweld | E | 3/4" | [9 empty] | mm |  | 0.75 | [5 empty] | New |  |  |  | 375684 | RACK PRINCIPAL |  |  |  |  | 4"-MUL-K-001-N
[5 empty] | Socketweld | Socketweld | E | 3/4" | [9 empty] | mm |  | 0.75 | [5 empty] | New |  |  |  | 375690 | RACK PRINCIPAL |  |  |  |  | 4"-MUL-K-001-N
GASKET, OVAL, RTJ, #1500, B16.20, SOFT IRON | ASME B16.20 |  |  |  | GASKET, OVAL, 4" ND, 1500 LB, RTJ, ASME B16.20, | Gasket, Oval | K | 4" |  |  | TYPE=GASKET |  | Undefined_ET |  | RTJ |  |  | mm | 114.3 | 4 |  |  |  | 1500 |  | New |  | 0.64 | KG | 375694 | RACK PRINCIPAL |  |  |  |  | 4"-MUL-K-002-N
STUD BOLT SET A193 Gr B7/ A194 Gr 2H |  |  |  |  | STUD BOLT 1 1/4" X 196.85 LG, ASTM A193, B7 W/2 HEX. NUT 1 1/4", ASTM A194, GR 2, 2 WASHER 1 1/4", ASTM F436 | Bolt set | K | 4" |  |  | TYPE=BOLT |  |  |  | RTJ |  |  | mm |  | 4 |  |  |  | 1500 |  | New |  | 14.72 | KG | 375696 | RACK PRINCIPAL |  | 61.7728 |  | 196.85 | 4"-MUL-K-002-N
[5 empty] | Buttweld | Buttweld | K | 4" | [9 empty] | mm |  | 4 | [5 empty] | New |  |  |  | 375705 | RACK PRINCIPAL |  |  |  |  | 4"-MUL-K-002-N
[5 empty] | Buttweld | Buttweld | K | 2" | [9 empty] | mm |  | 2 | [5 empty] | New |  |  |  | 375709 | RACK PRINCIPAL |  |  |  |  | 4"-MUL-K-002-N
[5 empty] | Buttweld | Buttweld | K | 2" | [9 empty] | mm |  | 2 | [5 empty] | New |  |  |  | 375715 | RACK PRINCIPAL |  |  |  |  | 4"-MUL-K-002-N
[5 empty] | Buttweld | Buttweld | E | 4" | [9 empty] | mm |  | 4 | [5 empty] | New |  |  |  | 375721 | RACK PRINCIPAL |  |  |  |  | 4"-MUL-K-002-N
[5 empty] | Tapweld | Tapweld | E | 4" | [9 empty] | mm |  | 4 | [5 empty] | New |  |  |  | 375727 | RACK PRINCIPAL |  |  |  |  | 4"-MUL-K-002-N
GASKET, OVAL, RTJ, #1500, B16.20, SOFT IRON | ASME B16.20 |  |  |  | GASKET, OVAL, 4" ND, 1500 LB, RTJ, ASME B16.20, | Gasket, Oval | K | 4" |  |  | TYPE=GASKET |  | Undefined_ET |  | RTJ |  |  | mm | 114.3 | 4 |  |  |  | 1500 |  | New |  | 0.64 | KG | 375733 | RACK PRINCIPAL |  |  |  |  | 4"-MUL-K-001-N
STUD BOLT SET A193 Gr B7/ A194 Gr 2H |  |  |  |  | STUD BOLT 1 1/4" X 196.85 LG, ASTM A193, B7 W/2 HEX. NUT 1 1/4", ASTM A194, GR 2, 2 WASHER 1 1/4", ASTM F436 | Bolt set | K | 4" |  |  | TYPE=BOLT |  |  |  | RTJ |  |  | mm |  | 4 |  |  |  | 1500 |  | New |  | 14.72 | KG | 375735 | RACK PRINCIPAL |  | 61.7728 |  | 196.85 | 4"-MUL-K-001-N
GASKET, OVAL, RTJ, #1500, B16.20, SOFT IRON | ASME B16.20 |  |  |  | GASKET, OVAL, 2" ND, 1500 LB, RTJ, ASME B16.20, | Gasket, Oval | K | 2" |  |  | TYPE=GASKET |  | Undefined_ET |  | RTJ |  |  | mm | 60.325 | 2 |  |  |  | 1500 |  | New |  | 0.22 | KG | 375755 | RACK PRINCIPAL |  |  |  |  | 4"-MUL-K-002-N
STUD BOLT SET A193 Gr B7/ A194 Gr 2H |  |  |  |  | STUD BOLT 7/8" X 146.05 LG, ASTM A193, B7 W/2 HEX. NUT 7/8", ASTM A194, GR 2, 2 WASHER 7/8", ASTM F436 | Bolt set | K | 2" |  |  | TYPE=BOLT |  |  |  | RTJ |  |  | mm |  | 2 |  |  |  | 1500 |  | New |  | 5.64 | KG | 375757 | RACK PRINCIPAL |  | 46.0248 |  | 146.05 | 4"-MUL-K-002-N
[5 empty] | Buttweld | Buttweld | K | 4" | [9 empty] | mm |  | 4 | [5 empty] | New |  |  |  | 375909 | RACK PRINCIPAL |  |  |  |  | 4"-MUL-K-002-N
[5 empty] | Buttweld | Buttweld | K | 4" | [9 empty] | mm |  | 4 | [5 empty] | New |  |  |  | 375913 | RACK PRINCIPAL |  |  |  |  | 4"-MUL-K-002-N
GASKET, OVAL, RTJ, #900, B16.20 | ASME B16.20 |  |  |  | GASKET, OVAL, 4" ND, 900 LB, RTJ, ASME B16.20, | Gasket, Oval | E | 4" |  |  | TYPE=GASKET |  | Undefined_ET |  | RTJ |  |  | mm | 114.3 | 4 |  |  |  | 900 |  | New |  | 0.54 | KG | 375919 | RACK PRINCIPAL |  |  |  |  | 4"-MUL-K-002-N
STUD BOLT SET A193 Gr B7/ A194 Gr 2H |  |  |  |  | STUD BOLT 1 1/8" X 4270 LG, ASTM A193, B7 W/2 HEX. NUT 1 1/8", ASTM A194, GR 2, 2 WASHER 1 1/8", ASTM F436 | Bolt set | E | 4" |  |  | TYPE=BOLT |  |  |  | RTJ |  |  | mm |  | 4 |  |  |  | 900 |  | New |  | 10.88 | KG | 375921 | RACK PRINCIPAL |  | 52.3748 |  | 4270 | 4"-MUL-K-002-N
[5 empty] | Buttweld | Buttweld | K | 4" | [9 empty] | mm |  | 4 | [5 empty] | New |  |  |  | 375943 | RACK PRINCIPAL |  |  |  |  | 4"-MUL-K-002-N
[5 empty] | Buttweld | Buttweld | K | 4" | [9 empty] | mm |  | 4 | [5 empty] | New |  |  |  | 375949 | RACK PRINCIPAL |  |  |  |  | 4"-MUL-K-002-N
GASKET, OVAL, RTJ, #1500, B16.20, SOFT IRON | ASME B16.20 |  |  |  | GASKET, OVAL, 4" ND, 1500 LB, RTJ, ASME B16.20, | Gasket, Oval | K | 4" |  |  | TYPE=GASKET |  | Undefined_ET |  | RTJ |  |  | mm | 114.3 | 4 |  |  |  | 1500 |  | New |  | 0.64 | KG | 375955 | RACK PRINCIPAL |  |  |  |  | 4"-MUL-K-001-N
STUD BOLT SET A193 Gr B7/ A194 Gr 2H |  |  |  |  | STUD BOLT 1 1/4" X 196.85 LG, ASTM A193, B7 W/2 HEX. NUT 1 1/4", ASTM A194, GR 2, 2 WASHER 1 1/4", ASTM F436 | Bolt set | K | 4" |  |  | TYPE=BOLT |  |  |  | RTJ |  |  | mm |  | 4 |  |  |  | 1500 |  | New |  | 14.72 | KG | 375957 | RACK PRINCIPAL |  | 61.7728 |  | 196.85 | 4"-MUL-K-001-N
[5 empty] | Buttweld | Buttweld | K | 4" | [9 empty] | mm |  | 4 | [5 empty] | New |  |  |  | 375963 | RACK PRINCIPAL |  |  |  |  | 4"-MUL-K-001-N
[5 empty] | Buttweld | Buttweld | D | 4" | [9 empty] | mm |  | 4 | [5 empty] | New |  |  |  | 375997 | RACK PRINCIPAL |  |  |  |  | 4"-MUL-D-012-N
[5 empty] | Buttweld | Buttweld | D | 3" | [9 empty] | mm |  | 3 | [5 empty] | New |  |  |  | 376002 | RACK PRINCIPAL |  |  |  |  | 3"-MUL-D-008-N
[5 empty] | Buttweld | Buttweld | D | 3" | [9 empty] | mm |  | 3 | [5 empty] | New |  |  |  | 376008 | RACK PRINCIPAL |  |  |  |  | 3"-MUL-D-008-N
[5 empty] | Buttweld | Buttweld | D | 3" | [9 empty] | mm |  | 3 | [5 empty] | New |  |  |  | 376022 | RACK PRINCIPAL |  |  |  |  | 3"-MUL-D-009-N
[5 empty] | Buttweld | Buttweld | D | 3" | [9 empty] | mm |  | 3 | [5 empty] | New |  |  |  | 376028 | RACK PRINCIPAL |  |  |  |  | 3"-MUL-D-009-N
[5 empty] | Buttweld | Buttweld | E | 3" | [9 empty] | mm |  | 3 | [5 empty] | New |  |  |  | 376032 | RACK PRINCIPAL |  |  |  |  | 3"-MUL-E-006-N
[5 empty] | Buttweld | Buttweld | E | 3" | [9 empty] | mm |  | 3 | [5 empty] | New |  |  |  | 376038 | RACK PRINCIPAL |  |  |  |  | 3"-MUL-E-006-N
[5 empty] | Buttweld | Buttweld | D | 3" | [9 empty] | mm |  | 3 | [5 empty] | New |  |  |  | 376042 | RACK PRINCIPAL |  |  |  |  | 3"-MUL-D-008-N
[5 empty] | Buttweld | Buttweld | D | 3" | [9 empty] | mm |  | 3 | [5 empty] | New |  |  |  | 376048 | RACK PRINCIPAL |  |  |  |  | 3"-MUL-D-008-N
[5 empty] | Buttweld | Buttweld | D | 3" | [9 empty] | mm |  | 3 | [5 empty] | New |  |  |  | 376062 | RACK PRINCIPAL |  |  |  |  | 3"-MUL-D-009-N
[5 empty] | Buttweld | Buttweld | D | 3" | [9 empty] | mm |  | 3 | [5 empty] | New |  |  |  | 376068 | RACK PRINCIPAL |  |  |  |  | 3"-MUL-D-009-N
[5 empty] | Buttweld | Buttweld | E | 3" | [9 empty] | mm |  | 3 | [5 empty] | New |  |  |  | 376072 | RACK PRINCIPAL |  |  |  |  | 3"-MUL-E-006-N
[5 empty] | Buttweld | Buttweld | E | 3" | [9 empty] | mm |  | 3 | [5 empty] | New |  |  |  | 376078 | RACK PRINCIPAL |  |  |  |  | 3"-MUL-E-006-N
[5 empty] | Tapweld | Tapweld | D | 3" | [9 empty] | mm |  | 3 | [5 empty] | New |  |  |  | 376084 | RACK PRINCIPAL |  |  |  |  | 3"-MUL-D-009-N
[5 empty] | Tapweld | Tapweld | D | 3" | [9 empty] | mm |  | 3 | [5 empty] | New |  |  |  | 376090 | RACK PRINCIPAL |  |  |  |  | 3"-MUL-D-009-N
[5 empty] | Tapweld | Tapweld | D | 3" | [9 empty] | mm |  | 3 | [5 empty] | New |  |  |  | 376096 | RACK PRINCIPAL |  |  |  |  | 3"-MUL-D-008-N
[5 empty] | Tapweld | Tapweld | D | 3" | [9 empty] | mm |  | 3 | [5 empty] | New |  |  |  | 376103 | RACK PRINCIPAL |  |  |  |  | 3"-MUL-D-008-N
[5 empty] | Socketweld | Socketweld | B | 1 1/2" | [9 empty] | mm |  | 1.5 | [5 empty] | New |  |  |  | 376107 | RACK PRINCIPAL |  |  |  |  | 1 1/2"-FG-B-320-N
[5 empty] | Socketweld | Socketweld | B | 1 1/2" | [9 empty] | mm |  | 1.5 | [5 empty] | New |  |  |  | 376113 | RACK PRINCIPAL |  |  |  |  | 1 1/2"-FG-B-320-N
GASKET, OVAL, RTJ, #900, B16.20 | ASME B16.20 |  |  |  | GASKET, OVAL, 4" ND, 900 LB, RTJ, ASME B16.20, | Gasket, Oval | E | 4" |  |  | TYPE=GASKET |  | Undefined_ET |  | RTJ |  |  | mm | 114.3 | 4 |  |  |  | 900 |  | New |  | 0.54 | KG | 376129 | RACK PRINCIPAL |  |  |  |  | 4"-MUL-K-002-N
STUD BOLT SET A193 Gr B7/ A194 Gr 2H |  |  |  |  | STUD BOLT 1 1/8" X 4270 LG, ASTM A193, B7 W/2 HEX. NUT 1 1/8", ASTM A194, GR 2, 2 WASHER 1 1/8", ASTM F436 | Bolt set | E | 4" |  |  | TYPE=BOLT |  |  |  | RTJ |  |  | mm |  | 4 |  |  |  | 900 |  | New |  | 10.88 | KG | 376131 | RACK PRINCIPAL |  | 52.3748 |  | 4270 | 4"-MUL-K-002-N
[5 empty] | Buttweld | Buttweld | K | 4" | [9 empty] | mm |  | 4 | [5 empty] | New |  |  |  | 376141 | RACK PRINCIPAL |  |  |  |  | 4"-MUL-K-002-N
[5 empty] | Buttweld | Buttweld | K | 4" | [9 empty] | mm |  | 4 | [5 empty] | New |  |  |  | 376147 | RACK PRINCIPAL |  |  |  |  | 4"-MUL-K-002-N
[5 empty] | Buttweld | Buttweld | E | 3" | [9 empty] | mm |  | 3 | [5 empty] | New |  |  |  | 376197 | RACK PRINCIPAL |  |  |  |  | 3"-MUL-E-005-N
[5 empty] | Buttweld | Buttweld | E | 3" | [9 empty] | mm |  | 3 | [5 empty] | New |  |  |  | 376204 | RACK PRINCIPAL |  |  |  |  | 3"-MUL-E-005-N
[5 empty] | Buttweld | Buttweld | E | 4" | [9 empty] | mm |  | 4 | [5 empty] | New |  |  |  | 376268 | RACK PRINCIPAL |  |  |  |  | 4"-MUL-E-003-N
[5 empty] | Buttweld | Buttweld | E | 4" | [9 empty] | mm |  | 4 | [5 empty] | New |  |  |  | 376274 | RACK PRINCIPAL |  |  |  |  | 4"-MUL-E-003-N
[5 empty] | Buttweld | Buttweld | E | 4" | [9 empty] | mm |  | 4 | [5 empty] | New |  |  |  | 376309 | RACK PRINCIPAL |  |  |  |  | 4"-MUL-E-004-N
[5 empty] | Buttweld | Buttweld | E | 4" | [9 empty] | mm |  | 4 | [5 empty] | New |  |  |  | 376315 | RACK PRINCIPAL |  |  |  |  | 4"-MUL-E-004-N
[5 empty] | Tapweld | Tapweld | B | 6" | [9 empty] | mm |  | 6 | [5 empty] | New |  |  |  | 385313 | RACK PRINCIPAL |  |  |  |  | 6"-FH-B-618-N
[5 empty] | Tapweld | Tapweld | B | 6" | [9 empty] | mm |  | 6 | [5 empty] | New |  |  |  | 385325 | RACK PRINCIPAL |  |  |  |  | 6"-FH-B-618-N
[5 empty] | Buttweld | Buttweld | B | 3" | [9 empty] | mm |  | 3 | [5 empty] | New |  |  |  | 385343 | RACK PRINCIPAL |  |  |  |  | 6"-FH-B-618-N
[5 empty] | Buttweld | Buttweld | B | 3" | [9 empty] | mm |  | 3 | [5 empty] | New |  |  |  | 385347 | RACK PRINCIPAL |  |  |  |  | 3"-R-B-607-N
[5 empty] | Buttweld | Buttweld | B | 3" | [9 empty] | mm |  | 3 | [5 empty] | New |  |  |  | 385353 | RACK PRINCIPAL |  |  |  |  | 3"-R-B-607-N
[5 empty] | Buttweld | Buttweld | B | 3" | [9 empty] | mm |  | 3 | [5 empty] | New |  |  |  | 385359 | RACK PRINCIPAL |  |  |  |  | 6"-FH-B-618-N
[5 empty] | Buttweld | Buttweld | B | 3" | [9 empty] | mm |  | 3 | [5 empty] | New |  |  |  | 385363 | RACK PRINCIPAL |  |  |  |  | 3"-R-B-609-N
[5 empty] | Buttweld | Buttweld | B | 3" | [9 empty] | mm |  | 3 | [5 empty] | New |  |  |  | 385369 | RACK PRINCIPAL |  |  |  |  | 3"-R-B-609-N
[5 empty] | Socketweld | Socketweld | B | 1 1/2" | [9 empty] | mm |  | 1.5 | [5 empty] | New |  |  |  | 385404 | RACK PRINCIPAL |  |  |  |  | 1 1/2"-FG-B-320-N
[5 empty] | Socketweld | Socketweld | B | 1 1/2" | [9 empty] | mm |  | 1.5 | [5 empty] | New |  |  |  | 385410 | RACK PRINCIPAL |  |  |  |  | 1 1/2"-FG-B-320-N
[5 empty] | Socketweld | Socketweld | B | 1 1/2" | [9 empty] | mm |  | 1.5 | [5 empty] | New |  |  |  | 385414 | RACK PRINCIPAL |  |  |  |  | 1 1/2"-FG-B-320-N
[5 empty] | Socketweld | Socketweld | B | 1 1/2" | [9 empty] | mm |  | 1.5 | [5 empty] | New |  |  |  | 385420 | RACK PRINCIPAL |  |  |  |  | 1 1/2"-FG-B-320-N
[5 empty] | Buttweld | Buttweld | B | 6" | [9 empty] | mm |  | 6 | [5 empty] | New |  |  |  | 385476 | RACK PRINCIPAL |  |  |  |  | 6"-FH-B-618-N
GASKET SWG 1/8", RF, #150, GRAPHITE | ASME B16.20 |  |  |  | GASKET, SWG, 6" ND, 1/8" THK, 150 LB, RF, ASME B16.20 | Gasket, SWG | B | 6" |  |  | TYPE=GASKET |  | Undefined_ET |  | RF |  |  | mm | 168.275 | 6 |  |  |  | 150 |  | New |  | 0.3 | KG | 385482 | RACK PRINCIPAL |  |  |  |  | 6"-FH-B-618-N
STUD BOLT SET A193 Gr B7/ A194 Gr 2H |  |  |  |  | STUD BOLT 3/4" X 101.6 LG, ASTM A193, B7 W/2 HEX. NUT 3/4", ASTM A194, GR 2, 2 WASHER 3/4", ASTM F436 | Bolt set | B | 6" |  |  | TYPE=BOLT |  |  |  | RF |  |  | mm |  | 6 |  |  |  | 150 |  | New |  | 2.91 | KG | 385484 | RACK PRINCIPAL |  | 25.4 |  | 101.6 | 6"-FH-B-618-N
[5 empty] | Tapweld | Tapweld | B | 6" | [9 empty] | mm |  | 6 | [5 empty] | New |  |  |  | 385501 | RACK PRINCIPAL |  |  |  |  | 6"-FH-B-618-N
[5 empty] | Socketweld | Socketweld | B | 1/2" | [9 empty] | mm |  | 0.5 | [5 empty] | New |  |  |  | 385505 | RACK PRINCIPAL |  |  |  |  | 1/2"-MUL-E-010-N
[5 empty] | Socketweld | Socketweld | B | 1/2" | [9 empty] | mm |  | 0.5 | [5 empty] | New |  |  |  | 385511 | RACK PRINCIPAL |  |  |  |  | 1/2"-MUL-E-010-N
[5 empty] | Socketweld | Socketweld | B | 1/2" | [9 empty] | mm |  | 0.5 | [5 empty] | New |  |  |  | 385529 | RACK PRINCIPAL |  |  |  |  | 1/2"-MUL-E-010-N
[5 empty] | Socketweld | Socketweld | B | 1/2" | [9 empty] | mm |  | 0.5 | [5 empty] | New |  |  |  | 385555 | RACK PRINCIPAL |  |  |  |  | 1/2"-MUL-E-010-N
[5 empty] | Socketweld | Socketweld | B | 1/2" | [9 empty] | mm |  | 0.5 | [5 empty] | New |  |  |  | 385561 | RACK PRINCIPAL |  |  |  |  | 1/2"-MUL-E-010-N
[5 empty] | Socketweld | Socketweld | E | 1/2" | [9 empty] | mm |  | 0.5 | [5 empty] | New |  |  |  | 385565 | RACK PRINCIPAL |  |  |  |  | 1/2"-MUL-E-010-N
[5 empty] | Socketweld | Socketweld | E | 1/2" | [9 empty] | mm |  | 0.5 | [5 empty] | New |  |  |  | 385571 | RACK PRINCIPAL |  |  |  |  | 1/2"-MUL-E-010-N
[5 empty] | Socketweld | Socketweld | E | 1/2" | [9 empty] | mm |  | 0.5 | [5 empty] | New |  |  |  | 385575 | RACK PRINCIPAL |  |  |  |  | 1/2"-MUL-E-010-N
[5 empty] | Socketweld | Socketweld | E | 1/2" | [9 empty] | mm |  | 0.5 | [5 empty] | New |  |  |  | 385581 | RACK PRINCIPAL |  |  |  |  | 1/2"-MUL-E-010-N
[5 empty] | Buttweld | Buttweld | E | 3" | [9 empty] | mm |  | 3 | [5 empty] | New |  |  |  | 385721 | RACK PRINCIPAL |  |  |  |  | 3"-MUL-E-005-N
[5 empty] | Buttweld | Buttweld | E | 3" | [9 empty] | mm |  | 3 | [5 empty] | New |  |  |  | 385727 | RACK PRINCIPAL |  |  |  |  | 3"-MUL-E-005-N
[5 empty] | Buttweld | Buttweld | K | 4" | [9 empty] | mm |  | 4 | [5 empty] | New |  |  |  | 385759 | RACK PRINCIPAL |  |  |  |  | 4"-MUL-K-001-N
[5 empty] | Buttweld | Buttweld | E | 4" | [9 empty] | mm |  | 4 | [5 empty] | New |  |  |  | 385802 | RACK PRINCIPAL |  |  |  |  | 4"-MUL-K-001-N
[5 empty] | Buttweld | Buttweld | E | 4" | [9 empty] | mm |  | 4 | [5 empty] | New |  |  |  | 385808 | RACK PRINCIPAL |  |  |  |  | 4"-MUL-K-001-N
GASKET SWG 1/8", RF, #150, GRAPHITE | ASME B16.20 |  |  |  | GASKET, SWG, 4" ND, 1/8" THK, 150 LB, RF, ASME B16.20 | Gasket, SWG | B | 4" |  |  | TYPE=GASKET |  | Undefined_ET |  | RF |  |  | mm | 114.3 | 4 |  |  |  | 150 |  | New |  | 0.23 | KG | 386052 | RACK PRINCIPAL |  |  |  |  | 3"-PRW-A2-203-N
STUD BOLT SET A193 Gr B7/ A194 Gr 2H |  |  |  |  | STUD BOLT 5/8" X 69.85 LG, ASTM A193, B7 W/2 HEX. NUT 5/8", ASTM A194, GR 2, 2 WASHER 5/8", ASTM F436 | Bolt set | B | 4" |  |  | TYPE=BOLT |  |  |  | RF |  |  | mm |  | 4 |  |  |  | 150 |  | New |  | 1.59 | KG | 386054 | RACK PRINCIPAL |  | 23.876 |  | 69.85 | 3"-PRW-A2-203-N
GASKET SWG 1/8", RF, #150, GRAPHITE | ASME B16.20 |  |  |  | GASKET, SWG, 4" ND, 1/8" THK, 150 LB, RF, ASME B16.20 | Gasket, SWG | B | 4" |  |  | TYPE=GASKET |  | Undefined_ET |  | RF |  |  | mm | 114.3 | 4 |  |  |  | 150 |  | New |  | 0.23 | KG | 386067 | RACK PRINCIPAL |  |  |  |  | 3"-PRW-A2-203-N
STUD BOLT SET A193 Gr B7/ A194 Gr 2H |  |  |  |  | STUD BOLT 5/8" X 88.9 LG, ASTM A193, B7 W/2 HEX. NUT 5/8", ASTM A194, GR 2, 2 WASHER 5/8", ASTM F436 | Bolt set | B | 4" |  |  | TYPE=BOLT |  |  |  | RF |  |  | mm |  | 4 |  |  |  | 150 |  | New |  | 1.59 | KG | 386069 | RACK PRINCIPAL |  | 23.876 |  | 88.9 | 3"-PRW-A2-203-N
GASKET SWG 1/8", RF, #150, GRAPHITE | ASME B16.20 |  |  |  | GASKET, SWG, 4" ND, 1/8" THK, 150 LB, RF, ASME B16.20 | Gasket, SWG | B | 4" |  |  | TYPE=GASKET |  | Undefined_ET |  | RF |  |  | mm | 114.3 | 4 |  |  |  | 150 |  | New |  | 0.23 | KG | 386102 | RACK PRINCIPAL |  |  |  |  | 3"-LIH-B-438-N
STUD BOLT SET A193 Gr B7/ A194 Gr 2H |  |  |  |  | STUD BOLT 5/8" X 69.85 LG, ASTM A193, B7 W/2 HEX. NUT 5/8", ASTM A194, GR 2, 2 WASHER 5/8", ASTM F436 | Bolt set | B | 4" |  |  | TYPE=BOLT |  |  |  | RF |  |  | mm |  | 4 |  |  |  | 150 |  | New |  | 1.59 | KG | 386104 | RACK PRINCIPAL |  | 23.876 |  | 69.85 | 3"-LIH-B-438-N
GASKET SWG 1/8", RF, #150, GRAPHITE | ASME B16.20 |  |  |  | GASKET, SWG, 4" ND, 1/8" THK, 150 LB, RF, ASME B16.20 | Gasket, SWG | B | 4" |  |  | TYPE=GASKET |  | Undefined_ET |  | RF |  |  | mm | 114.3 | 4 |  |  |  | 150 |  | New |  | 0.23 | KG | 386110 | RACK PRINCIPAL |  |  |  |  | 3"-LIH-B-425-N
STUD BOLT SET A193 Gr B7/ A194 Gr 2H |  |  |  |  | STUD BOLT 5/8" X 69.85 LG, ASTM A193, B7 W/2 HEX. NUT 5/8", ASTM A194, GR 2, 2 WASHER 5/8", ASTM F436 | Bolt set | B | 4" |  |  | TYPE=BOLT |  |  |  | RF |  |  | mm |  | 4 |  |  |  | 150 |  | New |  | 1.59 | KG | 386112 | RACK PRINCIPAL |  | 23.876 |  | 69.85 | 3"-LIH-B-425-N
GASKET SWG 1/8", RF, #150, GRAPHITE | ASME B16.20 |  |  |  | GASKET, SWG, 4" ND, 1/8" THK, 150 LB, RF, ASME B16.20 | Gasket, SWG | B | 4" |  |  | TYPE=GASKET |  | Undefined_ET |  | RF |  |  | mm | 114.3 | 4 |  |  |  | 150 |  | New |  | 0.23 | KG | 386124 | RACK PRINCIPAL |  |  |  |  | 3"-LIH-B-438-N
STUD BOLT SET A193 Gr B7/ A194 Gr 2H |  |  |  |  | STUD BOLT 5/8" X 88.9 LG, ASTM A193, B7 W/2 HEX. NUT 5/8", ASTM A194, GR 2, 2 WASHER 5/8", ASTM F436 | Bolt set | B | 4" |  |  | TYPE=BOLT |  |  |  | RF |  |  | mm |  | 4 |  |  |  | 150 |  | New |  | 1.59 | KG | 386126 | RACK PRINCIPAL |  | 23.876 |  | 88.9 | 3"-LIH-B-438-N
GASKET SWG 1/8", RF, #150, GRAPHITE | ASME B16.20 |  |  |  | GASKET, SWG, 4" ND, 1/8" THK, 150 LB, RF, ASME B16.20 | Gasket, SWG | B | 4" |  |  | TYPE=GASKET |  | Undefined_ET |  | RF |  |  | mm | 114.3 | 4 |  |  |  | 150 |  | New |  | 0.23 | KG | 386144 | RACK PRINCIPAL |  |  |  |  | 3"-LIH-B-425-N
STUD BOLT SET A193 Gr B7/ A194 Gr 2H |  |  |  |  | STUD BOLT 5/8" X 88.9 LG, ASTM A193, B7 W/2 HEX. NUT 5/8", ASTM A194, GR 2, 2 WASHER 5/8", ASTM F436 | Bolt set | B | 4" |  |  | TYPE=BOLT |  |  |  | RF |  |  | mm |  | 4 |  |  |  | 150 |  | New |  | 1.59 | KG | 386146 | RACK PRINCIPAL |  | 23.876 |  | 88.9 | 3"-LIH-B-425-N
[5 empty] | Buttweld | Buttweld | B | 4" | [9 empty] | mm |  | 4 | [5 empty] | New |  |  |  | 386170 | RACK PRINCIPAL |  |  |  |  | 3"-PRW-A2-203-N
[5 empty] | Buttweld | Buttweld | B | 4" | [9 empty] | mm |  | 4 | [5 empty] | New |  |  |  | 386176 | RACK PRINCIPAL |  |  |  |  | 3"-LIH-B-438-N
[5 empty] | Buttweld | Buttweld | B | 4" | [9 empty] | mm |  | 4 | [5 empty] | New |  |  |  | 386182 | RACK PRINCIPAL |  |  |  |  | 3"-LIH-B-425-N
[5 empty] | Buttweld | Buttweld | B | 3" | [9 empty] | mm |  | 3 | [5 empty] | New |  |  |  | 386186 | RACK PRINCIPAL |  |  |  |  | 3"-PRW-A2-203-N
[5 empty] | Buttweld | Buttweld | B | 3" | [9 empty] | mm |  | 3 | [5 empty] | New |  |  |  | 386192 | RACK PRINCIPAL |  |  |  |  | 3"-PRW-A2-203-N
[5 empty] | Buttweld | Buttweld | B | 3" | [9 empty] | mm |  | 3 | [5 empty] | New |  |  |  | 386196 | RACK PRINCIPAL |  |  |  |  | 3"-LIH-B-438-N
[5 empty] | Buttweld | Buttweld | B | 3" | [9 empty] | mm |  | 3 | [5 empty] | New |  |  |  | 386203 | RACK PRINCIPAL |  |  |  |  | 3"-LIH-B-438-N
[5 empty] | Buttweld | Buttweld | B | 3" | [9 empty] | mm |  | 3 | [5 empty] | New |  |  |  | 386207 | RACK PRINCIPAL |  |  |  |  | 3"-LIH-B-425-N
[5 empty] | Buttweld | Buttweld | B | 3" | [9 empty] | mm |  | 3 | [5 empty] | New |  |  |  | 386213 | RACK PRINCIPAL |  |  |  |  | 3"-LIH-B-425-N
[5 empty] | Buttweld | Buttweld | B | 3" | [9 empty] | mm |  | 3 | [5 empty] | New |  |  |  | 386217 | RACK PRINCIPAL |  |  |  |  | 3"-PRW-A2-203-N
[5 empty] | Buttweld | Buttweld | B | 3" | [9 empty] | mm |  | 3 | [5 empty] | New |  |  |  | 386223 | RACK PRINCIPAL |  |  |  |  | 3"-PRW-A2-203-N
[5 empty] | Buttweld | Buttweld | B | 3" | [9 empty] | mm |  | 3 | [5 empty] | New |  |  |  | 386227 | RACK PRINCIPAL |  |  |  |  | 3"-LIH-B-438-N
[5 empty] | Buttweld | Buttweld | B | 3" | [9 empty] | mm |  | 3 | [5 empty] | New |  |  |  | 386233 | RACK PRINCIPAL |  |  |  |  | 3"-LIH-B-438-N
[5 empty] | Buttweld | Buttweld | B | 3" | [9 empty] | mm |  | 3 | [5 empty] | New |  |  |  | 386237 | RACK PRINCIPAL |  |  |  |  | 3"-LIH-B-425-N
[5 empty] | Buttweld | Buttweld | B | 3" | [9 empty] | mm |  | 3 | [5 empty] | New |  |  |  | 386243 | RACK PRINCIPAL |  |  |  |  | 3"-LIH-B-425-N
[5 empty] | Buttweld | Buttweld | B | 3" | [9 empty] | mm |  | 3 | [5 empty] | New |  |  |  | 386253 | RACK PRINCIPAL |  |  |  |  | 3"-PRW-A2-207-N
[5 empty] | Buttweld | Buttweld | B | 3" | [9 empty] | mm |  | 3 | [5 empty] | New |  |  |  | 386259 | RACK PRINCIPAL |  |  |  |  | 3"-PRW-A2-207-N
[5 empty] | Buttweld | Buttweld | B | 3" | [9 empty] | mm |  | 3 | [5 empty] | New |  |  |  | 386269 | RACK PRINCIPAL |  |  |  |  | 3"-LIH-B-426-N
[5 empty] | Buttweld | Buttweld | B | 3" | [9 empty] | mm |  | 3 | [5 empty] | New |  |  |  | 386275 | RACK PRINCIPAL |  |  |  |  | 3"-LIH-B-426-N
[5 empty] | Buttweld | Buttweld | B | 3" | [9 empty] | mm |  | 3 | [5 empty] | New |  |  |  | 386279 | RACK PRINCIPAL |  |  |  |  | 3"-LIH-B-426-N
[5 empty] | Buttweld | Buttweld | B | 3" | [9 empty] | mm |  | 3 | [5 empty] | New |  |  |  | 386285 | RACK PRINCIPAL |  |  |  |  | 3"-LIH-B-426-N
[5 empty] | Buttweld | Buttweld | B | 3" | [9 empty] | mm |  | 3 | [5 empty] | New |  |  |  | 386299 | RACK PRINCIPAL |  |  |  |  | 3"-LIH-B-426-N
[5 empty] | Buttweld | Buttweld | B | 3" | [9 empty] | mm |  | 3 | [5 empty] | New |  |  |  | 386306 | RACK PRINCIPAL |  |  |  |  | 3"-LIH-B-426-N
[5 empty] | Buttweld | Buttweld | B | 3" | [9 empty] | mm |  | 3 | [5 empty] | New |  |  |  | 386316 | RACK PRINCIPAL |  |  |  |  | 3"-LIH-B-426-N
[5 empty] | Buttweld | Buttweld | B | 3" | [9 empty] | mm |  | 3 | [5 empty] | New |  |  |  | 386322 | RACK PRINCIPAL |  |  |  |  | 3"-LIH-B-426-N
[5 empty] | Buttweld | Buttweld | B | 3" | [9 empty] | mm |  | 3 | [5 empty] | New |  |  |  | 386336 | RACK PRINCIPAL |  |  |  |  | 3"-PRW-A2-207-N
[5 empty] | Buttweld | Buttweld | B | 3" | [9 empty] | mm |  | 3 | [5 empty] | New |  |  |  | 386342 | RACK PRINCIPAL |  |  |  |  | 3"-PRW-A2-207-N
GASKET SWG 1/8", RF, #150, GRAPHITE | ASME B16.20 |  |  |  | GASKET, SWG, 4" ND, 1/8" THK, 150 LB, RF, ASME B16.20 | Gasket, SWG | B | 4" |  |  | TYPE=GASKET |  | Undefined_ET |  | RF |  |  | mm | 114.3 | 4 |  |  |  | 150 |  | New |  | 0.23 | KG | 386408 | RACK PRINCIPAL |  |  |  |  | 1/2"-PRW-A2-206-N
STUD BOLT SET A193 Gr B7/ A194 Gr 2H |  |  |  |  | STUD BOLT 5/8" X 69.85 LG, ASTM A193, B7 W/2 HEX. NUT 5/8", ASTM A194, GR 2, 2 WASHER 5/8", ASTM F436 | Bolt set | B | 4" |  |  | TYPE=BOLT |  |  |  | RF |  |  | mm |  | 4 |  |  |  | 150 |  | New |  | 1.59 | KG | 386410 | RACK PRINCIPAL |  | 23.876 |  | 69.85 | 1/2"-PRW-A2-206-N
GASKET SWG 1/8", RF, #150, GRAPHITE | ASME B16.20 |  |  |  | GASKET, SWG, 4" ND, 1/8" THK, 150 LB, RF, ASME B16.20 | Gasket, SWG | B | 4" |  |  | TYPE=GASKET |  | Undefined_ET |  | RF |  |  | mm | 114.3 | 4 |  |  |  | 150 |  | New |  | 0.23 | KG | 386431 | RACK PRINCIPAL |  |  |  |  | 1 1/2"-LIH-B-436-N
STUD BOLT SET A193 Gr B7/ A194 Gr 2H |  |  |  |  | STUD BOLT 5/8" X 69.85 LG, ASTM A193, B7 W/2 HEX. NUT 5/8", ASTM A194, GR 2, 2 WASHER 5/8", ASTM F436 | Bolt set | B | 4" |  |  | TYPE=BOLT |  |  |  | RF |  |  | mm |  | 4 |  |  |  | 150 |  | New |  | 1.59 | KG | 386433 | RACK PRINCIPAL |  | 23.876 |  | 69.85 | 1 1/2"-LIH-B-436-N
GASKET SWG 1/8", RF, #150, GRAPHITE | ASME B16.20 |  |  |  | GASKET, SWG, 4" ND, 1/8" THK, 150 LB, RF, ASME B16.20 | Gasket, SWG | B | 4" |  |  | TYPE=GASKET |  | Undefined_ET |  | RF |  |  | mm | 114.3 | 4 |  |  |  | 150 |  | New |  | 0.23 | KG | 386454 | RACK PRINCIPAL |  |  |  |  | 1 1/2"-LIH-B-437-N
STUD BOLT SET A193 Gr B7/ A194 Gr 2H |  |  |  |  | STUD BOLT 5/8" X 69.85 LG, ASTM A193, B7 W/2 HEX. NUT 5/8", ASTM A194, GR 2, 2 WASHER 5/8", ASTM F436 | Bolt set | B | 4" |  |  | TYPE=BOLT |  |  |  | RF |  |  | mm |  | 4 |  |  |  | 150 |  | New |  | 1.59 | KG | 386456 | RACK PRINCIPAL |  | 23.876 |  | 69.85 | 1 1/2"-LIH-B-437-N
[5 empty] | Socketweld | Socketweld | B | 1" | [9 empty] | mm |  | 1 | [5 empty] | New |  |  |  | 386460 | RACK PRINCIPAL |  |  |  |  | 1"-LIH-B-447-N
[5 empty] | Buttweld | Buttweld | B | 3" | [9 empty] | mm |  | 3 | [5 empty] | New |  |  |  | 386464 | RACK PRINCIPAL |  |  |  |  | 3"-LIH-B-426-N
[5 empty] | Socketweld | Socketweld | B | 1 1/2" | [9 empty] | mm |  | 1.5 | [5 empty] | New |  |  |  | 386468 | RACK PRINCIPAL |  |  |  |  | 1 1/2"-LIH-B-421-N
[5 empty] | Socketweld | Socketweld | B | 1 1/2" | [9 empty] | mm |  | 1.5 | [5 empty] | New |  |  |  | 386474 | RACK PRINCIPAL |  |  |  |  | 1 1/2"-LIH-B-421-N
[5 empty] | Socketweld | Socketweld | B | 1" | [9 empty] | mm |  | 1 | [5 empty] | New |  |  |  | 386484 | RACK PRINCIPAL |  |  |  |  | 1"-DO-B-509-N
[5 empty] | Socketweld | Socketweld | B | 1" | [9 empty] | mm |  | 1 | [5 empty] | New |  |  |  | 386490 | RACK PRINCIPAL |  |  |  |  | 1"-DO-B-509-N
[5 empty] | Thread | Thread | A1A2 | 1/2" | [9 empty] | mm |  | 0.5 | [5 empty] | New |  |  |  | 386494 | RACK PRINCIPAL |  |  |  |  | 1/2"-PRW-A2-205-N
[5 empty] | Thread | Thread | A1A2 | 1/2" | [9 empty] | mm |  | 0.5 | [5 empty] | New |  |  |  | 386501 | RACK PRINCIPAL |  |  |  |  | 1/2"-PRW-A2-205-N
GASKET, SWG, 1/8", RF, #600, GRAPHITE | ASME B16.20 |  |  |  | GASKET SWG | Gasket, SWG | D | 3" |  |  | TYPE=GASKET |  | Undefined_ET |  | RF |  |  | mm | 88.9 | 3 |  |  |  | 600 |  | New |  | 0.19 | KG | 386892 | SKID GAS |  |  |  |  | 4"-PG-D-305-N
STUD BOLT SET A193 Gr B7/ A194 Gr 2H |  |  |  |  | STUD BOLT 3/4" X 95.25 LG, ASTM A193, B7 W/2 HEX. NUT 3/4", ASTM A194, GR 2, 2 WASHER 3/4", ASTM F436 | Bolt set | D | 3" |  |  | TYPE=BOLT |  |  |  | RF |  |  | mm |  | 3 |  |  |  | 600 |  | New |  | 3.32 | KG | 386894 | SKID GAS |  | 38.1 |  | 95.25 | 4"-PG-D-305-N
[5 empty] | Buttweld | Buttweld | D | 3" | [9 empty] | mm |  | 3 | [5 empty] | New |  |  |  | 386913 | SKID GAS |  |  |  |  | 4"-PG-D-305-N
[5 empty] | Buttweld | Buttweld | D | 4" | [9 empty] | mm |  | 4 | [5 empty] | New |  |  |  | 386929 | SKID GAS |  |  |  |  | 4"-PG-D-305-N
[5 empty] | Buttweld | Buttweld | D | 4" | [9 empty] | mm |  | 4 | [5 empty] | New |  |  |  | 386935 | SKID GAS |  |  |  |  | 4"-PG-D-305-N
[5 empty] | Buttweld | Buttweld | D | 4" | [9 empty] | mm |  | 4 | [5 empty] | New |  |  |  | 386945 | SKID GAS |  |  |  |  | 4"-PG-D-305-N
[5 empty] | Buttweld | Buttweld | D | 4" | [9 empty] | mm |  | 4 | [5 empty] | New |  |  |  | 386951 | SKID GAS |  |  |  |  | 4"-PG-D-305-N
[5 empty] | Tapweld | Tapweld | D | 4" | [9 empty] | mm |  | 4 | [5 empty] | New |  |  |  | 386957 | SKID GAS |  |  |  |  | 4"-PG-D-305-N
[5 empty] | Socketweld | Socketweld | B | 1" | [9 empty] | mm |  | 1 | [5 empty] | New |  |  |  | 386961 | SKID GAS |  |  |  |  | 1"-LIH-B-448-N
[5 empty] | Thread | Thread | D | 1" | [9 empty] | mm |  | 1 | [5 empty] | New |  |  |  | 386965 | SKID GAS |  |  |  |  | 3/4"-QUI-D-704-N
[5 empty] | Socketweld | Socketweld | D | 3/4" | [9 empty] | mm |  | 0.75 | [5 empty] | New |  |  |  | 386971 | SKID GAS |  |  |  |  | 3/4"-QUI-D-704-N
[5 empty] | Socketweld | Socketweld | D | 3/4" | [9 empty] | mm |  | 0.75 | [5 empty] | New |  |  |  | 386975 | SKID GAS |  |  |  |  | 3/4"-QUI-D-704-N
[5 empty] | Socketweld | Socketweld | D | 3/4" | [9 empty] | mm |  | 0.75 | [5 empty] | New |  |  |  | 386981 | SKID GAS |  |  |  |  | 3/4"-QUI-D-704-N
[5 empty] | Socketweld | Socketweld | D | 3/4" | [9 empty] | mm |  | 0.75 | [5 empty] | New |  |  |  | 386987 | SKID GAS |  |  |  |  | 3/4"-QUI-D-702-N
[5 empty] | Socketweld | Socketweld | D | 3/4" | [9 empty] | mm |  | 0.75 | [5 empty] | New |  |  |  | 386997 | SKID GAS |  |  |  |  | 3/4"-QUI-D-702-N
[5 empty] | Thread | Thread | D | 2" | [9 empty] | mm |  | 2 | [5 empty] | New |  |  |  | 387010 | SKID GAS |  |  |  |  | 1/2"-LIH-D-433-N
[5 empty] | Thread | Thread | D | 1/2" | [9 empty] | mm |  | 0.5 | [5 empty] | New |  |  |  | 387014 | SKID GAS |  |  |  |  | 1/2"-LIH-D-433-N
[5 empty] | Socketweld | Socketweld | D | 1/2" | [9 empty] | mm |  | 0.5 | [5 empty] | New |  |  |  | 387020 | SKID GAS |  |  |  |  | 1/2"-LIH-D-433-N
[5 empty] | Thread | Thread | D | 1/2" | [9 empty] | mm |  | 0.5 | [5 empty] | New |  |  |  | 387024 | SKID GAS |  |  |  |  | 1/2"-LIH-D-434-N
[5 empty] | Socketweld | Socketweld | D | 1/2" | [9 empty] | mm |  | 0.5 | [5 empty] | New |  |  |  | 387030 | SKID GAS |  |  |  |  | 1/2"-LIH-D-434-N
[5 empty] | Thread | Thread | A3A2 | 1/2" | [9 empty] | mm |  | 0.5 | [5 empty] | New |  |  |  | 387036 | SKID GAS |  |  |  |  | 1/2"-LIH-D-434-N
[5 empty] | Thread | Thread | A3A2 | 1/2" | [9 empty] | mm |  | 0.5 | [5 empty] | New |  |  |  | 387042 | SKID GAS |  |  |  |  | 1/2"-LIH-D-434-N
[5 empty] | Socketweld | Socketweld | A3A2 | 1/2" | [9 empty] | mm |  | 0.5 | [5 empty] | New |  |  |  | 387048 | SKID GAS |  |  |  |  | 1/2"-LIH-D-434-N
[5 empty] | Socketweld | Socketweld | B | 1/2" | [9 empty] | mm |  | 0.5 | [5 empty] | New |  |  |  | 387052 | SKID GAS |  |  |  |  | 1/2"-LIH-B-407-N
[5 empty] | Socketweld | Socketweld | B | 1/2" | [9 empty] | mm |  | 0.5 | [5 empty] | New |  |  |  | 387058 | SKID GAS |  |  |  |  | 1/2"-LIH-B-407-N
[5 empty] | Thread | Thread | D | 1/2" | [9 empty] | mm |  | 0.5 | [5 empty] | New |  |  |  | 387064 | SKID GAS |  |  |  |  | 1/2"-LIH-D-434-N
[5 empty] | Socketweld | Socketweld | D | 1/2" | [9 empty] | mm |  | 0.5 | [5 empty] | New |  |  |  | 387070 | SKID GAS |  |  |  |  | 1/2"-LIH-D-434-N
[5 empty] | Thread | Thread | D | 2" | [9 empty] | mm |  | 2 | [5 empty] | New |  |  |  | 387076 | SKID GAS |  |  |  |  | 1/2"-PRW-D-200-N
[5 empty] | Thread | Thread | D | 1/2" | [9 empty] | mm |  | 0.5 | [5 empty] | New |  |  |  | 387080 | SKID GAS |  |  |  |  | 1/2"-PRW-D-200-N
[5 empty] | Socketweld | Socketweld | D | 1/2" | [9 empty] | mm |  | 0.5 | [5 empty] | New |  |  |  | 387086 | SKID GAS |  |  |  |  | 1/2"-PRW-D-200-N
[5 empty] | Thread | Thread | D | 1/2" | [9 empty] | mm |  | 0.5 | [5 empty] | New |  |  |  | 387092 | SKID GAS |  |  |  |  | 1/2"-OD-B-501-N
[5 empty] | Socketweld | Socketweld | D | 1/2" | [9 empty] | mm |  | 0.5 | [5 empty] | New |  |  |  | 387098 | SKID GAS |  |  |  |  | 1/2"-OD-B-501-N
[5 empty] | Tapweld | Tapweld | B | 6" | [9 empty] | mm |  | 6 | [5 empty] | New |  |  |  | 387105 | RACK PRINCIPAL |  |  |  |  | 6"-FH-B-325-N
[5 empty] | Tapweld | Tapweld | A1A2 | 6" | [9 empty] | mm |  | 6 | [5 empty] | New |  |  |  | 387118 | RACK PRINCIPAL |  |  |  |  | 6"-FH-B-325-N
[5 empty] | Socketweld | Socketweld | D | 1/2" | [9 empty] | mm |  | 0.5 | [5 empty] | New |  |  |  | 387211 | SKID GAS |  |  |  |  | 1/2"-LIH-D-404-N
[5 empty] | Socketweld | Socketweld | D | 1/2" | [9 empty] | mm |  | 0.5 | [5 empty] | New |  |  |  | 387217 | SKID GAS |  |  |  |  | 1/2"-LIH-D-404-N
[5 empty] | Socketweld | Socketweld | D | 1/2" | [9 empty] | mm |  | 0.5 | [5 empty] | New |  |  |  | 387225 | SKID GAS |  |  |  |  | 1/2"-LIH-D-404-N
[5 empty] | Socketweld | Socketweld | D | 1/2" | [9 empty] | mm |  | 0.5 | [5 empty] | New |  |  |  | 387231 | SKID GAS |  |  |  |  | 1/2"-LIH-D-404-N
[5 empty] | Socketweld | Socketweld | D | 1/2" | [9 empty] | mm |  | 0.5 | [5 empty] | New |  |  |  | 387235 | SKID GAS |  |  |  |  | 1/2"-LIH-D-404-N
[5 empty] | Thread | Thread | D | 1/2" | [9 empty] | mm |  | 0.5 | [5 empty] | New |  |  |  | 387241 | SKID GAS |  |  |  |  | 1/2"-LIH-D-404-N
[5 empty] | Socketweld | Socketweld | D | 3/4" | [9 empty] | mm |  | 0.75 | [5 empty] | New |  |  |  | 387245 | SKID GAS |  |  |  |  | 3/4"-QUI-D-702-N
[5 empty] | Socketweld | Socketweld | D | 3/4" | [9 empty] | mm |  | 0.75 | [5 empty] | New |  |  |  | 387251 | SKID GAS |  |  |  |  | 3/4"-QUI-D-702-N
[5 empty] | Thread | Thread | D | 2" | [9 empty] | mm |  | 2 | [5 empty] | New |  |  |  | 387257 | SKID GAS |  |  |  |  | 1/2"-DO-B-502-N
[5 empty] | Socketweld | Socketweld | D | 1/2" | [9 empty] | mm |  | 0.5 | [5 empty] | New |  |  |  | 387261 | SKID GAS |  |  |  |  | 1/2"-DO-B-502-N
[5 empty] | Thread | Thread | D | 1/2" | [9 empty] | mm |  | 0.5 | [5 empty] | New |  |  |  | 387267 | SKID GAS |  |  |  |  | 1/2"-DO-B-502-N
GASKET, SWG, 1/8", RF, #600, GRAPHITE | ASME B16.20 |  |  |  | GASKET SWG | Gasket, SWG | D | 3" |  |  | TYPE=GASKET |  | Undefined_ET |  | RF |  |  | mm | 88.9 | 3 |  |  |  | 600 |  | New |  | 0.19 | KG | 387279 | SKID GAS |  |  |  |  | 4"-PG-D-307-N
STUD BOLT SET A193 Gr B7/ A194 Gr 2H |  |  |  |  | STUD BOLT 3/4" X 127 LG, ASTM A193, B7 W/2 HEX. NUT 3/4", ASTM A194, GR 2, 2 WASHER 3/4", ASTM F436 | Bolt set | D | 3" |  |  | TYPE=BOLT |  |  |  | RF |  |  | mm |  | 3 |  |  |  | 600 |  | New |  | 3.32 | KG | 387281 | SKID GAS |  | 38.1 |  | 127 | 4"-PG-D-307-N
[5 empty] | Buttweld | Buttweld | D | 3" | [9 empty] | mm |  | 3 | [5 empty] | New |  |  |  | 387287 | SKID GAS |  |  |  |  | 4"-PG-D-307-N
[5 empty] | Buttweld | Buttweld | D | 4" | [9 empty] | mm |  | 4 | [5 empty] | New |  |  |  | 387291 | SKID GAS |  |  |  |  | 4"-PG-D-307-N
[5 empty] | Buttweld | Buttweld | D | 4" | [9 empty] | mm |  | 4 | [5 empty] | New |  |  |  | 387297 | SKID GAS |  |  |  |  | 4"-PG-D-307-N
[5 empty] | Buttweld | Buttweld | D | 3" | [9 empty] | mm |  | 3 | [5 empty] | New |  |  |  | 387306 | SKID GAS |  |  |  |  | 3"-PG-D-304-N
[5 empty] | Buttweld | Buttweld | D | 3" | [9 empty] | mm |  | 3 | [5 empty] | New |  |  |  | 387312 | SKID GAS |  |  |  |  | 3"-PG-D-304-N
[5 empty] | Buttweld | Buttweld | D | 3" | [9 empty] | mm |  | 3 | [5 empty] | New |  |  |  | 387334 | SKID GAS |  |  |  |  | 4"-PG-D-307-N
[5 empty] | Buttweld | Buttweld | D | 3" | [9 empty] | mm |  | 3 | [5 empty] | New |  |  |  | 387340 | SKID GAS |  |  |  |  | 4"-PG-D-307-N
[5 empty] | Tapweld | Tapweld | D | 3" | [9 empty] | mm |  | 3 | [5 empty] | New |  |  |  | 387352 | SKID GAS |  |  |  |  | 4"-PG-D-307-N
[5 empty] | Buttweld | Buttweld | D | 4" | [9 empty] | mm |  | 4 | [5 empty] | New |  |  |  | 387356 | SKID GAS |  |  |  |  | 4"-PG-D-307-N
[5 empty] | Buttweld | Buttweld | D | 4" | [9 empty] | mm |  | 4 | [5 empty] | New |  |  |  | 387362 | SKID GAS |  |  |  |  | 4"-PG-D-307-N
[5 empty] | Socketweld | Socketweld | B | 1" | [9 empty] | mm |  | 1 | [5 empty] | New |  |  |  | 387405 | RACK PRINCIPAL |  |  |  |  | 1"-DO-B-509-N
[5 empty] | Socketweld | Socketweld | B | 1" | [9 empty] | mm |  | 1 | [5 empty] | New |  |  |  | 387411 | RACK PRINCIPAL |  |  |  |  | 1"-DO-B-505-N
[5 empty] | Thread | Thread | A1A2 | 1/2" | [9 empty] | mm |  | 0.5 | [5 empty] | New |  |  |  | 387415 | RACK PRINCIPAL |  |  |  |  | 1/2"-PRW-A2-205-N
[5 empty] | Thread | Thread | A1A2 | 1/2" | [9 empty] | mm |  | 0.5 | [5 empty] | New |  |  |  | 387427 | RACK PRINCIPAL |  |  |  |  | 1/2"-PRW-A2-205-N
[5 empty] | Thread | Thread | A1A2 | 1/2" | [9 empty] | mm |  | 0.5 | [5 empty] | New |  |  |  | 387431 | RACK PRINCIPAL |  |  |  |  | 1/2"-PRW-A2-205-N
[5 empty] | Thread | Thread | A1A2 | 1/2" | [9 empty] | mm |  | 0.5 | [5 empty] | New |  |  |  | 387437 | RACK PRINCIPAL |  |  |  |  | 1/2"-PRW-A2-205-N
[5 empty] | Socketweld | Socketweld | B | 1" | [9 empty] | mm |  | 1 | [5 empty] | New |  |  |  | 387441 | RACK PRINCIPAL |  |  |  |  | 1"-LIH-B-412-N
[5 empty] | Socketweld | Socketweld | B | 1" | [9 empty] | mm |  | 1 | [5 empty] | New |  |  |  | 387447 | RACK PRINCIPAL |  |  |  |  | 1"-LIH-B-412-N
[5 empty] | Thread | Thread |  | 3/4" | [9 empty] | mm |  | 0.75 | [5 empty] | New |  |  |  | 387504 | SKID GAS |  |  |  |  | 4"-PG-D-307-N
[5 empty] | Thread | Thread | D | 3/4" | [9 empty] | mm |  | 0.75 | [5 empty] | New |  |  |  | 387532 | SKID GAS |  |  |  |  | 4"-PG-D-307-N
[5 empty] | Thread | Thread | D | 3/4" | [9 empty] | mm |  | 0.75 | [5 empty] | New |  |  |  | 387552 | SKID GAS |  |  |  |  | 4"-PG-D-307-N
[5 empty] | Thread | Thread | D | 3/4" | [9 empty] | mm |  | 0.75 | [5 empty] | New |  |  |  | 387556 | SKID GAS |  |  |  |  | 4"-PG-D-307-N
[5 empty] | Socketweld | Socketweld | D | 3/4" | [9 empty] | mm |  | 0.75 | [5 empty] | New |  |  |  | 387562 | SKID GAS |  |  |  |  | 4"-PG-D-307-N
[5 empty] | Socketweld | Socketweld | D | 3/4" | [9 empty] | mm |  | 0.75 | [5 empty] | New |  |  |  | 387566 | SKID GAS |  |  |  |  | 4"-PG-D-307-N
[5 empty] | Socketweld | Socketweld | D | 3/4" | [9 empty] | mm |  | 0.75 | [5 empty] | New |  |  |  | 387578 | SKID GAS |  |  |  |  | 4"-PG-D-307-N
[5 empty] | Socketweld | Socketweld | D | 3/4" | [9 empty] | mm |  | 0.75 | [5 empty] | New |  |  |  | 387584 | SKID GAS |  |  |  |  | 4"-PG-D-307-N
[5 empty] | Socketweld | Socketweld | D | 3/4" | [9 empty] | mm |  | 0.75 | [5 empty] | New |  |  |  | 387588 | SKID GAS |  |  |  |  | 4"-PG-D-307-N
[5 empty] | Socketweld | Socketweld | D | 3/4" | [9 empty] | mm |  | 0.75 | [5 empty] | New |  |  |  | 387601 | SKID GAS |  |  |  |  | 4"-PG-D-307-N
[5 empty] | Thread | Thread | D | 3/4" | [9 empty] | mm |  | 0.75 | [5 empty] | New |  |  |  | 387605 | SKID GAS |  |  |  |  | 4"-PG-D-307-N
[5 empty] | Thread | Thread | D | 3/4" | [9 empty] | mm |  | 0.75 | [5 empty] | New |  |  |  | 387609 | SKID GAS |  |  |  |  | 4"-PG-D-307-N
[5 empty] | Socketweld | Socketweld | D | 3/4" | [9 empty] | mm |  | 0.75 | [5 empty] | New |  |  |  | 387615 | SKID GAS |  |  |  |  | 4"-PG-D-307-N
[5 empty] | Socketweld | Socketweld | D | 3/4" | [9 empty] | mm |  | 0.75 | [5 empty] | New |  |  |  | 387621 | SKID GAS |  |  |  |  | 4"-PG-D-307-N
[5 empty] | Socketweld | Socketweld | D | 1/2" | [9 empty] | mm |  | 0.5 | [5 empty] | New |  |  |  | 387627 | SKID GAS |  |  |  |  | 4"-PG-D-307-N
[5 empty] | Thread | Thread | D | 1/2" | [9 empty] | mm |  | 0.5 | [5 empty] | New |  |  |  | 387633 | SKID GAS |  |  |  |  | 4"-PG-D-307-N
[5 empty] | Socketweld | Socketweld | D | 1/2" | [9 empty] | mm |  | 0.5 | [5 empty] | New |  |  |  | 387639 | SKID GAS |  |  |  |  | 4"-PG-D-307-N
[5 empty] | Thread | Thread | D | 1/2" | [9 empty] | mm |  | 0.5 | [5 empty] | New |  |  |  | 387645 | SKID GAS |  |  |  |  | 4"-PG-D-307-N
[5 empty] | Thread | Thread | D | 1/2" | [9 empty] | mm |  | 0.5 | [5 empty] | New |  |  |  | 387651 | SKID GAS |  |  |  |  | 4"-PG-D-307-N
[5 empty] | Thread | Thread | D | 1/2" | [9 empty] | mm |  | 0.5 | [5 empty] | New |  |  |  | 387657 | SKID GAS |  |  |  |  | 4"-PG-D-307-N
[5 empty] | Socketweld | Socketweld | D | 3/4" | [9 empty] | mm |  | 0.75 | [5 empty] | New |  |  |  | 387663 | SKID GAS
[5 empty] | Socketweld | Socketweld | D | 3/4" | [9 empty] | mm |  | 0.75 | [5 empty] | New |  |  |  | 387675 | SKID GAS
[5 empty] | Socketweld | Socketweld | D | 3/4" | [9 empty] | mm |  | 0.75 | [5 empty] | New |  |  |  | 387681 | SKID GAS
[5 empty] | Socketweld | Socketweld | D | 1/2" | [9 empty] | mm |  | 0.5 | [5 empty] | New |  |  |  | 387687 | SKID GAS
[5 empty] | Thread | Thread | D | 1/2" | [9 empty] | mm |  | 0.5 | [5 empty] | New |  |  |  | 387693 | SKID GAS
[5 empty] | Thread | Thread | D | 3/4" | [9 empty] | mm |  | 0.75 | [5 empty] | New |  |  |  | 387699 | SKID GAS
[5 empty] | Thread | Thread | D | 3/4" | [9 empty] | mm |  | 0.75 | [5 empty] | New |  |  |  | 387706 | SKID GAS
[5 empty] | Thread | Thread | D | 3/4" | [9 empty] | mm |  | 0.75 | [5 empty] | New |  |  |  | 387712 | SKID GAS
[5 empty] | Socketweld | Socketweld | D | 3/4" | [9 empty] | mm |  | 0.75 | [5 empty] | New |  |  |  | 387718 | SKID GAS
[5 empty] | Socketweld | Socketweld | D | 3/4" | [9 empty] | mm |  | 0.75 | [5 empty] | New |  |  |  | 387730 | SKID GAS
[5 empty] | Socketweld | Socketweld | D | 3/4" | [9 empty] | mm |  | 0.75 | [5 empty] | New |  |  |  | 387736 | SKID GAS
[5 empty] | Socketweld | Socketweld | D | 1/2" | [9 empty] | mm |  | 0.5 | [5 empty] | New |  |  |  | 387742 | SKID GAS
[5 empty] | Thread | Thread | D | 1/2" | [9 empty] | mm |  | 0.5 | [5 empty] | New |  |  |  | 387748 | SKID GAS
[5 empty] | Thread | Thread | D | 1/2" | [9 empty] | mm |  | 0.5 | [5 empty] | New |  |  |  | 387754 | SKID GAS
[5 empty] | Thread | Thread | D | 1/2" | [9 empty] | mm |  | 0.5 | [5 empty] | New |  |  |  | 387760 | SKID GAS
[5 empty] | Socketweld | Socketweld | D | 3/4" | [9 empty] | mm |  | 0.75 | [5 empty] | New |  |  |  | 387764 | SKID GAS
[5 empty] | Socketweld | Socketweld | D | 3/4" | [9 empty] | mm |  | 0.75 | [5 empty] | New |  |  |  | 387768 | SKID GAS
[5 empty] | Thread | Thread | D | 3/4" | [9 empty] | mm |  | 0.75 | [5 empty] | New |  |  |  | 387774 | SKID GAS
[5 empty] | Socketweld | Socketweld | D | 3/4" | [9 empty] | mm |  | 0.75 | [5 empty] | New |  |  |  | 387780 | SKID GAS |  |  |  |  | 1 1/2"-FG-B-309-N
[5 empty] | Socketweld | Socketweld | D | 3/4" | [9 empty] | mm |  | 0.75 | [5 empty] | New |  |  |  | 387792 | SKID GAS |  |  |  |  | 1 1/2"-FG-B-309-N
[5 empty] | Socketweld | Socketweld | D | 3/4" | [9 empty] | mm |  | 0.75 | [5 empty] | New |  |  |  | 387811 | SKID GAS
[5 empty] | Socketweld | Socketweld | D | 1/2" | [9 empty] | mm |  | 0.5 | [5 empty] | New |  |  |  | 387817 | SKID GAS
[5 empty] | Thread | Thread | D | 1/2" | [9 empty] | mm |  | 0.5 | [5 empty] | New |  |  |  | 387823 | SKID GAS
[5 empty] | Thread | Thread | D | 1/2" | [9 empty] | mm |  | 0.5 | [5 empty] | New |  |  |  | 387829 | SKID GAS
[5 empty] | Socketweld | Socketweld | D | 3/4" | [9 empty] | mm |  | 0.75 | [5 empty] | New |  |  |  | 387834 | SKID GAS |  |  |  |  | 1 1/2"-FG-B-309-N
[5 empty] | Socketweld | Socketweld | D | 3/4" | [9 empty] | mm |  | 0.75 | [5 empty] | New |  |  |  | 387842 | SKID GAS
[5 empty] | Socketweld | Socketweld | D | 1/2" | [9 empty] | mm |  | 0.5 | [5 empty] | New |  |  |  | 387848 | SKID GAS
[5 empty] | Thread | Thread | D | 1/2" | [9 empty] | mm |  | 0.5 | [5 empty] | New |  |  |  | 387854 | SKID GAS
[5 empty] | Thread | Thread | D | 1/2" | [9 empty] | mm |  | 0.5 | [5 empty] | New |  |  |  | 387860 | SKID GAS
[5 empty] | Socketweld | Socketweld | D | 3/4" | [9 empty] | mm |  | 0.75 | [5 empty] | New |  |  |  | 387865 | SKID GAS |  |  |  |  | 1 1/2"-FG-B-309-N
[5 empty] | Socketweld | Socketweld | D | 3/4" | [9 empty] | mm |  | 0.75 | [5 empty] | New |  |  |  | 387883 | SKID GAS |  |  |  |  | 1 1/2"-FG-B-309-N
[5 empty] | Socketweld | Socketweld | D | 3/4" | [9 empty] | mm |  | 0.75 | [5 empty] | New |  |  |  | 387889 | SKID GAS |  |  |  |  | 1 1/2"-FG-B-309-N
[5 empty] | Socketweld | Socketweld | D | 3/4" | [9 empty] | mm |  | 0.75 | [5 empty] | New |  |  |  | 387895 | SKID GAS |  |  |  |  | 1 1/2"-FG-B-309-N
[5 empty] | Socketweld | Socketweld | D | 3/4" | [9 empty] | mm |  | 0.75 | [5 empty] | New |  |  |  | 387899 | SKID GAS |  |  |  |  | 1 1/2"-FG-B-309-N
[5 empty] | Socketweld | Socketweld | D | 3/4" | [9 empty] | mm |  | 0.75 | [5 empty] | New |  |  |  | 387904 | SKID GAS |  |  |  |  | 1 1/2"-FG-B-309-N
[5 empty] | Socketweld | Socketweld | D | 3/4" | [9 empty] | mm |  | 0.75 | [5 empty] | New |  |  |  | 387910 | SKID GAS |  |  |  |  | 1 1/2"-FG-B-309-N
[5 empty] | Socketweld | Socketweld | D | 3/4" | [9 empty] | mm |  | 0.75 | [5 empty] | New |  |  |  | 387932 | SKID GAS
[5 empty] | Socketweld | Socketweld | D | 3/4" | [9 empty] | mm |  | 0.75 | [5 empty] | New |  |  |  | 387938 | SKID GAS
[5 empty] | Socketweld | Socketweld | D | 3/4" | [9 empty] | mm |  | 0.75 | [5 empty] | New |  |  |  | 387944 | SKID GAS
[5 empty] | Socketweld | Socketweld | D | 3/4" | [9 empty] | mm |  | 0.75 | [5 empty] | New |  |  |  | 387950 | SKID GAS
[5 empty] | Socketweld | Socketweld | D | 3/4" | [9 empty] | mm |  | 0.75 | [5 empty] | New |  |  |  | 387954 | SKID GAS
[5 empty] | Socketweld | Socketweld | D | 3/4" | [9 empty] | mm |  | 0.75 | [5 empty] | New |  |  |  | 387958 | SKID GAS
[5 empty] | Socketweld | Socketweld | D | 3/4" | [9 empty] | mm |  | 0.75 | [5 empty] | New |  |  |  | 387964 | SKID GAS
[5 empty] | Socketweld | Socketweld | D | 3/4" | [9 empty] | mm |  | 0.75 | [5 empty] | New |  |  |  | 387968 | SKID GAS
[5 empty] | Socketweld | Socketweld | D | 3/4" | [9 empty] | mm |  | 0.75 | [5 empty] | New |  |  |  | 387972 | SKID GAS
[5 empty] | Socketweld | Socketweld | D | 3/4" | [9 empty] | mm |  | 0.75 | [5 empty] | New |  |  |  | 387978 | SKID GAS
[5 empty] | Socketweld | Socketweld | D | 1/2" | [9 empty] | mm |  | 0.5 | [5 empty] | New |  |  |  | 387984 | SKID GAS
[5 empty] | Thread | Thread | D | 1/2" | [9 empty] | mm |  | 0.5 | [5 empty] | New |  |  |  | 387990 | SKID GAS
[5 empty] | Thread | Thread | D | 1/2" | [9 empty] | mm |  | 0.5 | [5 empty] | New |  |  |  | 387996 | SKID GAS
[5 empty] | Socketweld | Socketweld | D | 3/4" | [9 empty] | mm |  | 0.75 | [5 empty] | New |  |  |  | 388003 | SKID GAS
[5 empty] | Socketweld | Socketweld | D | 3/4" | [9 empty] | mm |  | 0.75 | [5 empty] | New |  |  |  | 388009 | SKID GAS
[5 empty] | Socketweld | Socketweld | D | 1/2" | [9 empty] | mm |  | 0.5 | [5 empty] | New |  |  |  | 388015 | SKID GAS
[5 empty] | Thread | Thread | D | 1/2" | [9 empty] | mm |  | 0.5 | [5 empty] | New |  |  |  | 388021 | SKID GAS
[5 empty] | Thread | Thread | D | 1/2" | [9 empty] | mm |  | 0.5 | [5 empty] | New |  |  |  | 388027 | SKID GAS
[5 empty] | Thread | Thread | D | 3/4" | [9 empty] | mm |  | 0.75 | [5 empty] | New |  |  |  | 388056 | SKID GAS
[5 empty] | Thread | Thread | D | 3/4" | [9 empty] | mm |  | 0.75 | [5 empty] | New |  |  |  | 388062 | SKID GAS
[5 empty] | Thread | Thread | D | 3/4" | [9 empty] | mm |  | 0.75 | [5 empty] | New |  |  |  | 388068 | SKID GAS
[5 empty] | Thread | Thread | D | 3/4" | [9 empty] | mm |  | 0.75 | [5 empty] | New |  |  |  | 388074 | SKID GAS
[5 empty] | Socketweld | Socketweld | D | 3/4" | [9 empty] | mm |  | 0.75 | [5 empty] | New |  |  |  | 388080 | SKID GAS
[5 empty] | Socketweld | Socketweld | D | 3/4" | [9 empty] | mm |  | 0.75 | [5 empty] | New |  |  |  | 388086 | SKID GAS
[5 empty] | Thread | Thread | D | 3/4" | [9 empty] | mm |  | 0.75 | [5 empty] | New |  |  |  | 388092 | SKID GAS
[5 empty] | Thread | Thread | D | 3/4" | [9 empty] | mm |  | 0.75 | [5 empty] | New |  |  |  | 388098 | SKID GAS
[5 empty] | Thread | Thread | D | 3/4" | [9 empty] | mm |  | 0.75 | [5 empty] | New |  |  |  | 388105 | SKID GAS
[5 empty] | Thread | Thread | D | 3/4" | [9 empty] | mm |  | 0.75 | [5 empty] | New |  |  |  | 388111 | SKID GAS
[5 empty] | Socketweld | Socketweld | D | 3/4" | [9 empty] | mm |  | 0.75 | [5 empty] | New |  |  |  | 388117 | SKID GAS
[5 empty] | Socketweld | Socketweld | D | 3/4" | [9 empty] | mm |  | 0.75 | [5 empty] | New |  |  |  | 388123 | SKID GAS
[5 empty] | Socketweld | Socketweld | D | 3/4" | [9 empty] | mm |  | 0.75 | [5 empty] | New |  |  |  | 388129 | SKID GAS
[5 empty] | Socketweld | Socketweld | D | 3/4" | [9 empty] | mm |  | 0.75 | [5 empty] | New |  |  |  | 388135 | SKID GAS
[5 empty] | Socketweld | Socketweld | D | 3/4" | [9 empty] | mm |  | 0.75 | [5 empty] | New |  |  |  | 388141 | SKID GAS
[5 empty] | Socketweld | Socketweld | D | 3/4" | [9 empty] | mm |  | 0.75 | [5 empty] | New |  |  |  | 388147 | SKID GAS
[5 empty] | Socketweld | Socketweld | D | 3/4" | [9 empty] | mm |  | 0.75 | [5 empty] | New |  |  |  | 388151 | SKID GAS
[5 empty] | Socketweld | Socketweld | D | 3/4" | [9 empty] | mm |  | 0.75 | [5 empty] | New |  |  |  | 388157 | SKID GAS
[5 empty] | Socketweld | Socketweld | D | 3/4" | [9 empty] | mm |  | 0.75 | [5 empty] | New |  |  |  | 388163 | SKID GAS |  |  |  |  | 1 1/2"-FG-B-309-N
[5 empty] | Socketweld | Socketweld | D | 3/4" | [9 empty] | mm |  | 0.75 | [5 empty] | New |  |  |  | 388169 | SKID GAS |  |  |  |  | 1 1/2"-FG-B-309-N
[5 empty] | Socketweld | Socketweld | D | 3/4" | [9 empty] | mm |  | 0.75 | [5 empty] | New |  |  |  | 388175 | SKID GAS |  |  |  |  | 1 1/2"-FG-B-309-N
[5 empty] | Socketweld | Socketweld | D | 3/4" | [9 empty] | mm |  | 0.75 | [5 empty] | New |  |  |  | 388181 | SKID GAS |  |  |  |  | 1 1/2"-FG-B-309-N
[5 empty] | Socketweld | Socketweld | D | 3/4" | [9 empty] | mm |  | 0.75 | [5 empty] | New |  |  |  | 388187 | SKID GAS |  |  |  |  | 1 1/2"-FG-B-309-N
[5 empty] | Socketweld | Socketweld | D | 3/4" | [9 empty] | mm |  | 0.75 | [5 empty] | New |  |  |  | 388193 | SKID GAS |  |  |  |  | 1 1/2"-FG-B-309-N
[5 empty] | Socketweld | Socketweld | D | 3/4" | [9 empty] | mm |  | 0.75 | [5 empty] | New |  |  |  | 388197 | SKID GAS |  |  |  |  | 1 1/2"-FG-B-309-N
[5 empty] | Socketweld | Socketweld | D | 3/4" | [9 empty] | mm |  | 0.75 | [5 empty] | New |  |  |  | 388204 | SKID GAS |  |  |  |  | 1 1/2"-FG-B-309-N
[5 empty] | Socketweld | Socketweld | D | 3/4" | [9 empty] | mm |  | 0.75 | [5 empty] | New |  |  |  | 388210 | SKID GAS |  |  |  |  | 1 1/2"-FG-B-309-N
[5 empty] | Socketweld | Socketweld | D | 3/4" | [9 empty] | mm |  | 0.75 | [5 empty] | New |  |  |  | 388216 | SKID GAS |  |  |  |  | 1 1/2"-FG-B-309-N
[5 empty] | Thread | Thread | D | 1" | [9 empty] | mm |  | 1 | [5 empty] | New |  |  |  | 388269 | SKID GAS |  |  |  |  | 1 1/2"-FG-B-309-N
[5 empty] | Thread | Thread | D | 1" | [9 empty] | mm |  | 1 | [5 empty] | New |  |  |  | 388275 | SKID GAS |  |  |  |  | 1 1/2"-FG-B-309-N
[5 empty] | Thread | Thread | D | 3/4" | [9 empty] | mm |  | 0.75 | [5 empty] | New |  |  |  | 388281 | SKID GAS |  |  |  |  | 1 1/2"-FG-B-309-N
[5 empty] | Socketweld | Socketweld | D | 1/2" | [9 empty] | mm |  | 0.5 | [5 empty] | New |  |  |  | 388316 | SKID GAS
[5 empty] | Thread | Thread | D | 1/2" | [9 empty] | mm |  | 0.5 | [5 empty] | Existing |  |  |  | 388322 | SKID GAS
[5 empty] | Thread | Thread | D | 1/2" | [9 empty] | mm |  | 0.5 | [5 empty] | Existing |  |  |  | 388328 | SKID GAS
[5 empty] | Socketweld | Socketweld | D | 3/4" | [9 empty] | mm |  | 0.75 | [5 empty] | New |  |  |  | 388335 | SKID GAS
[5 empty] | Socketweld | Socketweld | D | 3/4" | [9 empty] | mm |  | 0.75 | [5 empty] | New |  |  |  | 388341 | SKID GAS
[5 empty] | Thread | Thread | D | 3/4" | [9 empty] | mm |  | 0.75 | [5 empty] | New |  |  |  | 388347 | SKID GAS |  |  |  |  | 1 1/2"-FG-B-309-N
[5 empty] | Socketweld | Socketweld | D | 3/4" | [9 empty] | mm |  | 0.75 | [5 empty] | New |  |  |  | 388357 | SKID GAS |  |  |  |  | 1 1/2"-FG-B-309-N
[5 empty] | Thread | Thread | D | 3/4" | [9 empty] | mm |  | 0.75 | [5 empty] | New |  |  |  | 388363 | SKID GAS |  |  |  |  | 1 1/2"-FG-B-309-N
[5 empty] | Socketweld | Socketweld | D | 3/4" | [9 empty] | mm |  | 0.75 | [5 empty] | New |  |  |  | 388387 | SKID GAS
[5 empty] | Thread | Thread | D | 3/4" | [9 empty] | mm |  | 0.75 | [5 empty] | New |  |  |  | 388393 | SKID GAS
[5 empty] | Socketweld | Socketweld | D | 3/4" | [9 empty] | mm |  | 0.75 | [5 empty] | New |  |  |  | 388401 | SKID GAS |  |  |  |  | 1 1/2"-FG-B-309-N
[5 empty] | Socketweld | Socketweld | D | 3/4" | [9 empty] | mm |  | 0.75 | [5 empty] | New |  |  |  | 388405 | SKID GAS |  |  |  |  | 1 1/2"-FG-B-309-N
[5 empty] | Thread | Thread | D | 3/4" | [9 empty] | mm |  | 0.75 | [5 empty] | New |  |  |  | 388409 | SKID GAS
[5 empty] | Thread | Thread | D | 3/4" | [9 empty] | mm |  | 0.75 | [5 empty] | New |  |  |  | 388415 | SKID GAS
[5 empty] | Socketweld | Socketweld | D | 1/2" | [9 empty] | mm |  | 0.5 | [5 empty] | New |  |  |  | 388427 | SKID GAS
[5 empty] | Thread | Thread | D | 1/2" | [9 empty] | mm |  | 0.5 | [5 empty] | New |  |  |  | 388433 | SKID GAS
[5 empty] | Thread | Thread | D | 1/2" | [9 empty] | mm |  | 0.5 | [5 empty] | New |  |  |  | 388439 | SKID GAS
[5 empty] | Socketweld | Socketweld | D | 3/4" | [9 empty] | mm |  | 0.75 | [5 empty] | New |  |  |  | 388446 | SKID GAS
[5 empty] | Socketweld | Socketweld | D | 3/4" | [9 empty] | mm |  | 0.75 | [5 empty] | New |  |  |  | 388452 | SKID GAS
[5 empty] | Socketweld | Socketweld | D | 3/4" | [9 empty] | mm |  | 0.75 | [5 empty] | New |  |  |  | 388574 | SKID GAS
[5 empty] | Socketweld | Socketweld | D | 3/4" | [9 empty] | mm |  | 0.75 | [5 empty] | New |  |  |  | 388580 | SKID GAS
[5 empty] | Socketweld | Socketweld | D | 1/2" | [9 empty] | mm |  | 0.5 | [5 empty] | New |  |  |  | 388586 | SKID GAS
[5 empty] | Thread | Thread | D | 1/2" | [9 empty] | mm |  | 0.5 | [5 empty] | New |  |  |  | 388592 | SKID GAS
[5 empty] | Thread | Thread | D | 3/4" | [9 empty] | mm |  | 0.75 | [5 empty] | New |  |  |  | 388605 | SKID GAS
[5 empty] | Socketweld | Socketweld | D | 3/4" | [9 empty] | mm |  | 0.75 | [5 empty] | New |  |  |  | 388621 | SKID GAS
[5 empty] | Socketweld | Socketweld | D | 3/4" | [9 empty] | mm |  | 0.75 | [5 empty] | New |  |  |  | 388627 | SKID GAS
[5 empty] | Socketweld | Socketweld | D | 1/2" | [9 empty] | mm |  | 0.5 | [5 empty] | New |  |  |  | 388633 | SKID GAS
[5 empty] | Thread | Thread | D | 1/2" | [9 empty] | mm |  | 0.5 | [5 empty] | New |  |  |  | 388639 | SKID GAS
[5 empty] | Thread | Thread | D | 1/2" | [9 empty] | mm |  | 0.5 | [5 empty] | New |  |  |  | 388645 | SKID GAS
[5 empty] | Thread | Thread | D | 1/2" | [9 empty] | mm |  | 0.5 | [5 empty] | New |  |  |  | 388651 | SKID GAS
[5 empty] | Socketweld | Socketweld | D | 3/4" | [9 empty] | mm |  | 0.75 | [5 empty] | New |  |  |  | 388655 | SKID GAS
[5 empty] | Socketweld | Socketweld | D | 3/4" | [9 empty] | mm |  | 0.75 | [5 empty] | New |  |  |  | 388659 | SKID GAS
[5 empty] | Thread | Thread | D | 3/4" | [9 empty] | mm |  | 0.75 | [5 empty] | New |  |  |  | 388665 | SKID GAS
[5 empty] | Tapweld | Tapweld | D | 6" | [9 empty] | mm |  | 6 | [5 empty] | New |  |  |  | 388685 | SKID GAS
[5 empty] | Tapweld | Tapweld | D | 6" | [9 empty] | mm |  | 6 | [5 empty] | New |  |  |  | 388691 | SKID GAS
[5 empty] | Thread | Thread | D | 1" | [9 empty] | mm |  | 1 | [5 empty] | New |  |  |  | 388704 | SKID GAS
[5 empty] | Thread | Thread | D | 3/4" | [9 empty] | mm |  | 0.75 | [5 empty] | New |  |  |  | 388708 | SKID GAS
[5 empty] | Thread | Thread | D | 3/4" | [9 empty] | mm |  | 0.75 | [5 empty] | New |  |  |  | 388714 | SKID GAS
[5 empty] | Thread | Thread | D | 1" | [9 empty] | mm |  | 1 | [5 empty] | New |  |  |  | 388726 | SKID GAS
[5 empty] | Socketweld | Socketweld | D | 3/4" | [9 empty] | mm |  | 0.75 | [5 empty] | New |  |  |  | 388740 | SKID GAS
[5 empty] | Socketweld | Socketweld | D | 3/4" | [9 empty] | mm |  | 0.75 | [5 empty] | New |  |  |  | 388746 | SKID GAS
[5 empty] | Thread | Thread | D | 3/4" | [9 empty] | mm |  | 0.75 | [5 empty] | New |  |  |  | 388750 | SKID GAS
[5 empty] | Thread | Thread | D | 3/4" | [9 empty] | mm |  | 0.75 | [5 empty] | New |  |  |  | 388756 | SKID GAS
[5 empty] | Socketweld | Socketweld | D | 3/4" | [9 empty] | mm |  | 0.75 | [5 empty] | New |  |  |  | 388766 | SKID GAS
[5 empty] | Socketweld | Socketweld | D | 3/4" | [9 empty] | mm |  | 0.75 | [5 empty] | New |  |  |  | 388772 | SKID GAS
[5 empty] | Socketweld | Socketweld | D | 1/2" | [9 empty] | mm |  | 0.5 | [5 empty] | New |  |  |  | 388778 | SKID GAS
[5 empty] | Thread | Thread | D | 1/2" | [9 empty] | mm |  | 0.5 | [5 empty] | New |  |  |  | 388784 | SKID GAS
[5 empty] | Thread | Thread | D | 3/4" | [9 empty] | mm |  | 0.75 | [5 empty] | New |  |  |  | 388790 | SKID GAS
[5 empty] | Thread | Thread | D | 3/4" | [9 empty] | mm |  | 0.75 | [5 empty] | New |  |  |  | 388796 | SKID GAS
[5 empty] | Thread | Thread | D | 3/4" | [9 empty] | mm |  | 0.75 | [5 empty] | New |  |  |  | 388803 | SKID GAS
[5 empty] | Socketweld | Socketweld | D | 3/4" | [9 empty] | mm |  | 0.75 | [5 empty] | New |  |  |  | 388813 | SKID GAS
[5 empty] | Socketweld | Socketweld | D | 3/4" | [9 empty] | mm |  | 0.75 | [5 empty] | New |  |  |  | 388819 | SKID GAS
[5 empty] | Socketweld | Socketweld | D | 1/2" | [9 empty] | mm |  | 0.5 | [5 empty] | New |  |  |  | 388825 | SKID GAS
[5 empty] | Thread | Thread | D | 1/2" | [9 empty] | mm |  | 0.5 | [5 empty] | New |  |  |  | 388831 | SKID GAS
[5 empty] | Thread | Thread | D | 1/2" | [9 empty] | mm |  | 0.5 | [5 empty] | New |  |  |  | 388837 | SKID GAS
[5 empty] | Thread | Thread | D | 1/2" | [9 empty] | mm |  | 0.5 | [5 empty] | New |  |  |  | 388843 | SKID GAS
[5 empty] | Socketweld | Socketweld | D | 3/4" | [9 empty] | mm |  | 0.75 | [5 empty] | New |  |  |  | 388847 | SKID GAS
[5 empty] | Socketweld | Socketweld | D | 3/4" | [9 empty] | mm |  | 0.75 | [5 empty] | New |  |  |  | 388851 | SKID GAS
[5 empty] | Thread | Thread | D | 3/4" | [9 empty] | mm |  | 0.75 | [5 empty] | New |  |  |  | 388857 | SKID GAS
[5 empty] | Socketweld | Socketweld | D | 3/4" | [9 empty] | mm |  | 0.75 | [5 empty] | New |  |  |  | 388890 | SKID GAS
[5 empty] | Socketweld | Socketweld | D | 3/4" | [9 empty] | mm |  | 0.75 | [5 empty] | New |  |  |  | 388896 | SKID GAS
[5 empty] | Socketweld | Socketweld | D | 1/2" | [9 empty] | mm |  | 0.5 | [5 empty] | New |  |  |  | 388903 | SKID GAS
[5 empty] | Thread | Thread | D | 1/2" | [9 empty] | mm |  | 0.5 | [5 empty] | New |  |  |  | 388909 | SKID GAS
[5 empty] | Thread | Thread | D | 3/4" | [9 empty] | mm |  | 0.75 | [5 empty] | New |  |  |  | 388915 | SKID GAS
[5 empty] | Thread | Thread | D | 3/4" | [9 empty] | mm |  | 0.75 | [5 empty] | New |  |  |  | 388921 | SKID GAS
[5 empty] | Socketweld | Socketweld | D | 3/4" | [9 empty] | mm |  | 0.75 | [5 empty] | New |  |  |  | 388925 | SKID GAS
[5 empty] | Thread | Thread | D | 3/4" | [9 empty] | mm |  | 0.75 | [5 empty] | New |  |  |  | 388931 | SKID GAS
[5 empty] | Socketweld | Socketweld | D | 3/4" | [9 empty] | mm |  | 0.75 | [5 empty] | New |  |  |  | 388937 | SKID GAS
[5 empty] | Socketweld | Socketweld | D | 3/4" | [9 empty] | mm |  | 0.75 | [5 empty] | New |  |  |  | 388943 | SKID GAS
[5 empty] | Socketweld | Socketweld | D | 1/2" | [9 empty] | mm |  | 0.5 | [5 empty] | New |  |  |  | 388949 | SKID GAS
[5 empty] | Thread | Thread | D | 1/2" | [9 empty] | mm |  | 0.5 | [5 empty] | New |  |  |  | 388955 | SKID GAS
[5 empty] | Thread | Thread | D | 1/2" | [9 empty] | mm |  | 0.5 | [5 empty] | New |  |  |  | 388961 | SKID GAS
[5 empty] | Thread | Thread | D | 1/2" | [9 empty] | mm |  | 0.5 | [5 empty] | New |  |  |  | 388967 | SKID GAS
[5 empty] | Socketweld | Socketweld | D | 3/4" | [9 empty] | mm |  | 0.75 | [5 empty] | New |  |  |  | 388973 | SKID GAS
[5 empty] | Thread | Thread | D | 3/4" | [9 empty] | mm |  | 0.75 | [5 empty] | New |  |  |  | 388977 | SKID GAS
[5 empty] | Socketweld | Socketweld | D | 3/4" | [9 empty] | mm |  | 0.75 | [5 empty] | New |  |  |  | 389303 | SKID GAS
[5 empty] | Socketweld | Socketweld | D | 3/4" | [9 empty] | mm |  | 0.75 | [5 empty] | New |  |  |  | 389309 | SKID GAS
[5 empty] | Socketweld | Socketweld | D | 3/4" | [9 empty] | mm |  | 0.75 | [5 empty] | New |  |  |  | 389313 | SKID GAS
[5 empty] | Socketweld | Socketweld | D | 3/4" | [9 empty] | mm |  | 0.75 | [5 empty] | New |  |  |  | 389319 | SKID GAS
[5 empty] | Thread | Thread | B | 1" | [9 empty] | mm |  | 1 | [5 empty] | New |  |  |  | 389410 | SKID GAS |  |  |  |  | 1/2"-DO-B-504-N
[5 empty] | Socketweld | Socketweld | B | 1/2" | [9 empty] | mm |  | 0.5 | [5 empty] | New |  |  |  | 389448 | SKID GAS |  |  |  |  | 1/2"-DO-B-504-N
[5 empty] | Thread | Thread | B | 1/2" | [9 empty] | mm |  | 0.5 | [5 empty] | New |  |  |  | 389454 | SKID GAS |  |  |  |  | 1/2"-DO-B-504-N
[5 empty] | Thread | Thread | B | 1/2" | [9 empty] | mm |  | 0.5 | [5 empty] | New |  |  |  | 389460 | SKID GAS |  |  |  |  | 1/2"-DO-B-504-N
[5 empty] | Socketweld | Socketweld | B | 1/2" | [9 empty] | mm |  | 0.5 | [5 empty] | New |  |  |  | 389466 | SKID GAS |  |  |  |  | 1/2"-DO-B-504-N
[5 empty] | Socketweld | Socketweld | B | 1/2" | [9 empty] | mm |  | 0.5 | [5 empty] | New |  |  |  | 389472 | SKID GAS |  |  |  |  | 1/2"-DO-B-504-N
[5 empty] | Socketweld | Socketweld | B | 1/2" | [9 empty] | mm |  | 0.5 | [5 empty] | New |  |  |  | 389478 | SKID GAS |  |  |  |  | 1/2"-DO-B-504-N
[5 empty] | Socketweld | Socketweld | B | 1/2" | [9 empty] | mm |  | 0.5 | [5 empty] | New |  |  |  | 389482 | SKID GAS |  |  |  |  | 1/2"-DO-B-504-N
[5 empty] | Socketweld | Socketweld | B | 1/2" | [9 empty] | mm |  | 0.5 | [5 empty] | New |  |  |  | 389488 | SKID GAS |  |  |  |  | 1/2"-DO-B-504-N
[5 empty] | Socketweld | Socketweld | B | 1" | [9 empty] | mm |  | 1 | [5 empty] | New |  |  |  | 389492 | SKID GAS |  |  |  |  | 1"-DO-B-505-N
[5 empty] | Socketweld | Socketweld | B | 1" | [9 empty] | mm |  | 1 | [5 empty] | New |  |  |  | 389498 | SKID GAS |  |  |  |  | 1"-DO-B-505-N
[5 empty] | Socketweld | Socketweld | B | 1" | [9 empty] | mm |  | 1 | [5 empty] | New |  |  |  | 389503 | SKID GAS |  |  |  |  | 1"-DO-B-505-N
[5 empty] | Socketweld | Socketweld | B | 1" | [9 empty] | mm |  | 1 | [5 empty] | New |  |  |  | 389509 | SKID GAS |  |  |  |  | 1"-DO-B-505-N
[5 empty] | Thread | Thread | B | 2" | [9 empty] | mm |  | 2 | [5 empty] | New |  |  |  | 389527 | SKID GAS |  |  |  |  | 1/2"-PRW-A2-202-N
[5 empty] | Thread | Thread | A1A2 | 1/2" | [9 empty] | mm |  | 0.5 | [5 empty] | New |  |  |  | 389822 | SKID GAS |  |  |  |  | 1/2"-PRW-A2-201-N
[5 empty] | Thread | Thread | A1A2 | 1/2" | [9 empty] | mm |  | 0.5 | [5 empty] | New |  |  |  | 389828 | SKID GAS |  |  |  |  | 1/2"-PRW-A2-201-N
[5 empty] | Thread | Thread | A1A2 | 1/2" | [9 empty] | mm |  | 0.5 | [5 empty] | New |  |  |  | 389832 | SKID GAS |  |  |  |  | 1/2"-PRW-A2-201-N
[5 empty] | Thread | Thread | A1A2 | 1/2" | [9 empty] | mm |  | 0.5 | [5 empty] | New |  |  |  | 389838 | SKID GAS |  |  |  |  | 1/2"-PRW-A2-201-N
[5 empty] | Thread | Thread | A1A2 | 1/2" | [9 empty] | mm |  | 0.5 | [5 empty] | New |  |  |  | 389852 | SKID GAS |  |  |  |  | 1/2"-PRW-A2-202-N
[5 empty] | Thread | Thread | A1A2 | 1/2" | [9 empty] | mm |  | 0.5 | [5 empty] | New |  |  |  | 389858 | SKID GAS |  |  |  |  | 1/2"-PRW-A2-202-N
[5 empty] | Thread | Thread | A1A2 | 1/2" | [9 empty] | mm |  | 0.5 | [5 empty] | New |  |  |  | 389864 | SKID GAS |  |  |  |  | 1/2"-PRW-A2-202-N
[5 empty] | Thread | Thread | B | 1/2" | [9 empty] | mm |  | 0.5 | [5 empty] | New |  |  |  | 389868 | SKID GAS |  |  |  |  | 1/2"-PRW-A2-202-N
[5 empty] | Thread | Thread | B | 1/2" | [9 empty] | mm |  | 0.5 | [5 empty] | New |  |  |  | 389943 | SKID GAS |  |  |  |  | 1/2"-PRW-A2-202-N
[5 empty] | Thread | Thread | A1A2 | 1/2" | [9 empty] | mm |  | 0.5 | [5 empty] | New |  |  |  | 389949 | SKID GAS |  |  |  |  | 1/2"-PRW-A2-202-N
[5 empty] | Thread | Thread | A1A2 | 1/2" | [9 empty] | mm |  | 0.5 | [5 empty] | New |  |  |  | 389965 | SKID GAS |  |  |  |  | 1/2"-PRW-A2-202-N
[5 empty] | Thread | Thread | A1A2 | 1/2" | [9 empty] | mm |  | 0.5 | [5 empty] | New |  |  |  | 389999 | SKID GAS |  |  |  |  | 1/2"-PRW-A2-202-N
[5 empty] | Thread | Thread | B | 1/2" | [9 empty] | mm |  | 0.5 | [5 empty] | New |  |  |  | 390006 | SKID GAS |  |  |  |  | 1/2"-PRW-A2-202-N
[5 empty] | Thread | Thread | A1A2 | 1/2" | [9 empty] | mm |  | 0.5 | [5 empty] | New |  |  |  | 390010 | SKID GAS |  |  |  |  | 1/2"-PRW-A2-202-N
[5 empty] | Thread | Thread | A1A2 | 1/2" | [9 empty] | mm |  | 0.5 | [5 empty] | New |  |  |  | 390014 | SKID GAS |  |  |  |  | 1/2"-PRW-A2-202-N
[5 empty] | Thread | Thread | A1A2 | 1/2" | [9 empty] | mm |  | 0.5 | [5 empty] | New |  |  |  | 390020 | SKID GAS |  |  |  |  | 1/2"-PRW-A2-202-N
[5 empty] | Thread | Thread | A1A2 | 1/2" | [9 empty] | mm |  | 0.5 | [5 empty] | New |  |  |  | 390024 | SKID GAS |  |  |  |  | 1/2"-PRW-A2-202-N
[5 empty] | Thread | Thread | A1A2 | 1/2" | [9 empty] | mm |  | 0.5 | [5 empty] | New |  |  |  | 390030 | SKID GAS |  |  |  |  | 1/2"-PRW-A2-202-N
[5 empty] | Socketweld | Socketweld | B | 1" | [9 empty] | mm |  | 1 | [5 empty] | New |  |  |  | 390039 | SKID GAS |  |  |  |  | 1"-FG-B-319-N
[5 empty] | Thread | Thread | B | 1" | [9 empty] | mm |  | 1 | [5 empty] | New |  |  |  | 390045 | SKID GAS |  |  |  |  | 1"-FG-B-319-N
[5 empty] | Thread | Thread |  | 2" | [9 empty] | mm |  | 2 | [5 empty] | New |  |  |  | 390057 | SKID GAS |  |  |  |  | 1 1/2"-FG-B-309-N
[5 empty] | Buttweld | Buttweld | B | 2" | [9 empty] | mm |  | 2 | [5 empty] | New |  |  |  | 390063 | SKID GAS |  |  |  |  | 1 1/2"-FG-B-309-N
[5 empty] | Buttweld | Buttweld | B | 1 1/2" | [9 empty] | mm |  | 1.5 | [5 empty] | New |  |  |  | 390067 | SKID GAS |  |  |  |  | 1 1/2"-FG-B-309-N
[5 empty] | Socketweld | Socketweld | B | 1 1/2" | [9 empty] | mm |  | 1.5 | [5 empty] | New |  |  |  | 390073 | SKID GAS |  |  |  |  | 1 1/2"-FG-B-309-N
[5 empty] | Socketweld | Socketweld | B | 1 1/2" | [9 empty] | mm |  | 1.5 | [5 empty] | New |  |  |  | 390077 | SKID GAS |  |  |  |  | 1 1/2"-FG-B-309-N
[5 empty] | Socketweld | Socketweld | B | 1 1/2" | [9 empty] | mm |  | 1.5 | [5 empty] | New |  |  |  | 390083 | SKID GAS |  |  |  |  | 1 1/2"-FG-B-309-N
[5 empty] | Thread | Thread | B | 1/2" | [9 empty] | mm |  | 0.5 | [5 empty] | New |  |  |  | 390131 | SKID GAS |  |  |  |  | 1"-LIH-B-412-N
[5 empty] | Thread | Thread | B | 1/2" | [9 empty] | mm |  | 0.5 | [5 empty] | New |  |  |  | 390137 | SKID GAS |  |  |  |  | 1"-LIH-B-412-N
[5 empty] | Socketweld | Socketweld | B | 1" | [9 empty] | mm |  | 1 | [5 empty] | New |  |  |  | 390233 | RACK PRINCIPAL |  |  |  |  | 1/2"-LIH-B-405-HT
[5 empty] | Socketweld | Socketweld | B | 1" | [9 empty] | mm |  | 1 | [5 empty] | New |  |  |  | 390241 | RACK PRINCIPAL |  |  |  |  | 1/2"-LIH-B-405-HT
[5 empty] | Socketweld | Socketweld | B | 1" | [9 empty] | mm |  | 1 | [5 empty] | New |  |  |  | 390245 | RACK PRINCIPAL |  |  |  |  | 1/2"-LIH-B-405-HT
[5 empty] | Socketweld | Socketweld | B | 1" | [9 empty] | mm |  | 1 | [5 empty] | New |  |  |  | 390269 | RACK PRINCIPAL |  |  |  |  | 1"-DO-B-505-N
[5 empty] | Socketweld | Socketweld | B | 1/2" | [9 empty] | mm |  | 0.5 | [5 empty] | New |  |  |  | 390314 | SKID GAS |  |  |  |  | 1"-LIH-B-412-N
[5 empty] | Socketweld | Socketweld | B | 1/2" | [9 empty] | mm |  | 0.5 | [5 empty] | New |  |  |  | 390323 | SKID GAS |  |  |  |  | 1"-LIH-B-412-N
[5 empty] | Socketweld | Socketweld | B | 1" | [9 empty] | mm |  | 1 | [5 empty] | New |  |  |  | 390329 | SKID GAS |  |  |  |  | 1"-LIH-B-412-N
[5 empty] | Thread | Thread | B | 2" | [9 empty] | mm |  | 2 | [5 empty] | New |  |  |  | 390361 | SKID GAS |  |  |  |  | 1"-LIH-B-412-N
[5 empty] | Thread | Thread | B | 1" | [9 empty] | mm |  | 1 | [5 empty] | New |  |  |  | 390367 | SKID GAS |  |  |  |  | 1"-LIH-B-412-N
[5 empty] | Socketweld | Socketweld | B | 1" | [9 empty] | mm |  | 1 | [5 empty] | New |  |  |  | 390373 | SKID GAS |  |  |  |  | 1"-LIH-B-412-N
[5 empty] | Socketweld | Socketweld | B | 1" | [9 empty] | mm |  | 1 | [5 empty] | New |  |  |  | 390379 | SKID GAS |  |  |  |  | 1"-LIH-B-412-N
[5 empty] | Socketweld | Socketweld | B | 1" | [9 empty] | mm |  | 1 | [5 empty] | New |  |  |  | 390385 | SKID GAS |  |  |  |  | 1"-LIH-B-412-N
[5 empty] | Socketweld | Socketweld | B | 1" | [9 empty] | mm |  | 1 | [5 empty] | New |  |  |  | 390395 | SKID GAS |  |  |  |  | 1"-LIH-B-412-N
[5 empty] | Socketweld | Socketweld | B | 1" | [9 empty] | mm |  | 1 | [5 empty] | New |  |  |  | 390402 | SKID GAS |  |  |  |  | 1"-LIH-B-412-N
[5 empty] | Socketweld | Socketweld | B | 1" | [9 empty] | mm |  | 1 | [5 empty] | New |  |  |  | 390515 | SKID GAS |  |  |  |  | 1"-LIH-B-412-N
[5 empty] | Socketweld | Socketweld | B | 1" | [9 empty] | mm |  | 1 | [5 empty] | New |  |  |  | 390519 | SKID GAS |  |  |  |  | 1"-LIH-B-412-N
[5 empty] | Socketweld | Socketweld | B | 1" | [9 empty] | mm |  | 1 | [5 empty] | New |  |  |  | 390525 | SKID GAS |  |  |  |  | 1"-LIH-B-412-N
[5 empty] | Thread | Thread |  | 1" | [9 empty] | mm |  | 1 | [5 empty] | New |  |  |  | 390529 | SKID GAS |  |  |  |  | 1"-LIH-B-411-N
[5 empty] | Socketweld | Socketweld | B | 1" | [9 empty] | mm |  | 1 | [5 empty] | New |  |  |  | 390533 | SKID GAS |  |  |  |  | 1"-LIH-B-411-N
[5 empty] | Socketweld | Socketweld | B | 1" | [9 empty] | mm |  | 1 | [5 empty] | New |  |  |  | 390539 | SKID GAS |  |  |  |  | 1"-LIH-B-411-N
[5 empty] | Socketweld | Socketweld | B | 1" | [9 empty] | mm |  | 1 | [5 empty] | New |  |  |  | 390543 | SKID GAS |  |  |  |  | 1"-LIH-B-411-N
[5 empty] | Socketweld | Socketweld | B | 1" | [9 empty] | mm |  | 1 | [5 empty] | New |  |  |  | 390549 | SKID GAS |  |  |  |  | 1"-LIH-B-411-N
[5 empty] | Socketweld | Socketweld | B | 1" | [9 empty] | mm |  | 1 | [5 empty] | New |  |  |  | 390557 | SKID GAS |  |  |  |  | 1"-PG-B-317-N
[5 empty] | Socketweld | Socketweld | B | 1" | [9 empty] | mm |  | 1 | [5 empty] | New |  |  |  | 390563 | SKID GAS |  |  |  |  | 1"-PG-B-317-N
[5 empty] | Socketweld | Socketweld | B | 1" | [9 empty] | mm |  | 1 | [5 empty] | New |  |  |  | 390577 | SKID GAS |  |  |  |  | 1"-PG-B-316-N
[5 empty] | Socketweld | Socketweld | B | 1" | [9 empty] | mm |  | 1 | [5 empty] | New |  |  |  | 390583 | SKID GAS |  |  |  |  | 1"-PG-B-316-N
[5 empty] | Thread | Thread | B | 2" | [9 empty] | mm |  | 2 | [5 empty] | New |  |  |  | 390595 | SKID GAS |  |  |  |  | 1"-PG-B-316-N
[5 empty] | Socketweld | Socketweld | B | 1" | [9 empty] | mm |  | 1 | [5 empty] | New |  |  |  | 390599 | SKID GAS |  |  |  |  | 1"-PG-B-318-N
[5 empty] | Buttweld | Buttweld | D | 4" | [9 empty] | mm |  | 4 | [5 empty] | New |  |  |  | 390626 | RACK PRINCIPAL |  |  |  |  | 4"-PG-D-314-N
[5 empty] | Buttweld | Buttweld | D | 4" | [9 empty] | mm |  | 4 | [5 empty] | New |  |  |  | 390632 | RACK PRINCIPAL |  |  |  |  | 4"-PG-D-314-N
[5 empty] | Thread | Thread | B | 1" | [9 empty] | mm |  | 1 | [5 empty] | New |  |  |  | 390706 | SKID GAS |  |  |  |  | 1"-PG-B-318-N
[5 empty] | Socketweld | Socketweld | B | 1 1/2" | [9 empty] | mm |  | 1.5 | [5 empty] | New |  |  |  | 390714 | SKID GAS |  |  |  |  | 1 1/2"-R-D-603-N
[5 empty] | Socketweld | Socketweld | B | 1 1/2" | [9 empty] | mm |  | 1.5 | [5 empty] | New |  |  |  | 390718 | SKID GAS |  |  |  |  | 1 1/2"-R-D-603-N
[5 empty] | Buttweld | Buttweld | B | 2" | [9 empty] | mm |  | 2 | [5 empty] | New |  |  |  | 390724 | SKID GAS |  |  |  |  | 3"-R-B-602-N
[5 empty] | Buttweld | Buttweld | B | 2" | [9 empty] | mm |  | 2 | [5 empty] | New |  |  |  | 390730 | SKID GAS |  |  |  |  | 3"-R-B-601-N
[5 empty] | Socketweld | Socketweld | B | 2" | [9 empty] | mm |  | 2 | [5 empty] | New |  |  |  | 390736 | SKID GAS |  |  |  |  | 3"-R-B-601-N
[5 empty] | Socketweld | Socketweld | B | 2" | [9 empty] | mm |  | 2 | [5 empty] | New |  |  |  | 390742 | SKID GAS |  |  |  |  | 3"-R-B-602-N
[5 empty] | Socketweld | Socketweld | B | 2" | [9 empty] | mm |  | 2 | [5 empty] | New |  |  |  | 390748 | SKID GAS |  |  |  |  | 3"-R-B-602-N
[5 empty] | Socketweld | Socketweld | B | 2" | [9 empty] | mm |  | 2 | [5 empty] | New |  |  |  | 390754 | SKID GAS |  |  |  |  | 3"-R-B-601-N
[5 empty] | Socketweld | Socketweld | D | 1 1/2" | [9 empty] | mm |  | 1.5 | [5 empty] | New |  |  |  | 390760 | SKID GAS |  |  |  |  | 1 1/2"-R-D-600-N
[5 empty] | Socketweld | Socketweld | D | 1 1/2" | [9 empty] | mm |  | 1.5 | [5 empty] | New |  |  |  | 390766 | SKID GAS |  |  |  |  | 1 1/2"-R-D-600-N
[5 empty] | Socketweld | Socketweld | D | 1 1/2" | [9 empty] | mm |  | 1.5 | [5 empty] | New |  |  |  | 390772 | SKID GAS |  |  |  |  | 1 1/2"-R-D-600-N
[5 empty] | Socketweld | Socketweld | D | 1 1/2" | [9 empty] | mm |  | 1.5 | [5 empty] | New |  |  |  | 390778 | SKID GAS |  |  |  |  | 1 1/2"-R-D-600-N
[5 empty] | Buttweld | Buttweld | B | 3" | [9 empty] | mm |  | 3 | [5 empty] | New |  |  |  | 390782 | SKID GAS |  |  |  |  | 3"-R-B-602-N
[5 empty] | Buttweld | Buttweld | B | 3" | [9 empty] | mm |  | 3 | [5 empty] | New |  |  |  | 390788 | SKID GAS |  |  |  |  | 3"-R-B-602-N
[5 empty] | Buttweld | Buttweld | B | 3" | [9 empty] | mm |  | 3 | [5 empty] | New |  |  |  | 390792 | SKID GAS |  |  |  |  | 3"-R-B-601-N
[5 empty] | Buttweld | Buttweld | B | 3" | [9 empty] | mm |  | 3 | [5 empty] | New |  |  |  | 390798 | SKID GAS |  |  |  |  | 3"-R-B-601-N
[5 empty] | Buttweld | Buttweld | B | 2" | [9 empty] | mm |  | 2 | [5 empty] | New |  |  |  | 390805 | SKID GAS |  |  |  |  | 3"-R-B-605-N
[5 empty] | Socketweld | Socketweld | B | 2" | [9 empty] | mm |  | 2 | [5 empty] | New |  |  |  | 390811 | SKID GAS |  |  |  |  | 3"-R-B-605-N
[5 empty] | Socketweld | Socketweld | B | 2" | [9 empty] | mm |  | 2 | [5 empty] | New |  |  |  | 390817 | SKID GAS |  |  |  |  | 3"-R-B-605-N
[5 empty] | Buttweld | Buttweld | B | 3" | [9 empty] | mm |  | 3 | [5 empty] | New |  |  |  | 390821 | SKID GAS |  |  |  |  | 3"-R-B-605-N
[5 empty] | Buttweld | Buttweld | B | 3" | [9 empty] | mm |  | 3 | [5 empty] | New |  |  |  | 390827 | SKID GAS |  |  |  |  | 3"-R-B-605-N
[5 empty] | Thread | Thread |  | 1" | [9 empty] | mm |  | 1 | [5 empty] | New |  |  |  | 390837 | SKID GAS |  |  |  |  | 2"-R-B-613-N
[5 empty] | Socketweld | Socketweld | B | 1" | [9 empty] | mm |  | 1 | [5 empty] | New |  |  |  | 390843 | SKID GAS |  |  |  |  | 2"-R-B-613-N
[5 empty] | Socketweld | Socketweld | B | 1" | [9 empty] | mm |  | 1 | [5 empty] | New |  |  |  | 390849 | SKID GAS |  |  |  |  | 2"-R-B-613-N
[5 empty] | Socketweld | Socketweld | B | 1" | [9 empty] | mm |  | 1 | [5 empty] | New |  |  |  | 390855 | SKID GAS |  |  |  |  | 2"-R-B-613-N
[5 empty] | Socketweld | Socketweld | B | 1" | [9 empty] | mm |  | 1 | [5 empty] | New |  |  |  | 390861 | SKID GAS |  |  |  |  | 2"-R-B-613-N
[5 empty] | Buttweld | Buttweld | B | 1" | [9 empty] | mm |  | 1 | [5 empty] | New |  |  |  | 390871 | SKID GAS |  |  |  |  | 2"-R-B-613-N
[5 empty] | Buttweld | Buttweld | B | 6" | [9 empty] | mm |  | 6 | [5 empty] | New |  |  |  | 390875 | SKID GAS |  |  |  |  | 6"-R-B-617-N
[5 empty] | Buttweld | Buttweld | B | 6" | [9 empty] | mm |  | 6 | [5 empty] | New |  |  |  | 390881 | SKID GAS |  |  |  |  | 6"-R-B-617-N
[5 empty] | Buttweld | Buttweld | B | 6" | [9 empty] | mm |  | 6 | [5 empty] | New |  |  |  | 390885 | SKID GAS |  |  |  |  | 6"-R-B-617-N
[5 empty] | Buttweld | Buttweld | B | 3" | [9 empty] | mm |  | 3 | [5 empty] | New |  |  |  | 390889 | SKID GAS |  |  |  |  | 3"-R-B-616-N
[5 empty] | Buttweld | Buttweld | B | 3" | [9 empty] | mm |  | 3 | [5 empty] | New |  |  |  | 390895 | SKID GAS |  |  |  |  | 3"-R-B-616-N
[5 empty] | Buttweld | Buttweld | B | 2" | [9 empty] | mm |  | 2 | [5 empty] | New |  |  |  | 390899 | SKID GAS |  |  |  |  | 2"-R-B-613-N
[5 empty] | Buttweld | Buttweld | D | 4" | [9 empty] | mm |  | 4 | [5 empty] | New |  |  |  | 390906 | RACK PRINCIPAL |  |  |  |  | 4"-PG-D-314-N
[5 empty] | Buttweld | Buttweld | D | 4" | [9 empty] | mm |  | 4 | [5 empty] | New |  |  |  | 390912 | RACK PRINCIPAL |  |  |  |  | 4"-PG-D-314-N
[5 empty] | Buttweld | Buttweld | D | 4" | [9 empty] | mm |  | 4 | [5 empty] | New |  |  |  | 390916 | RACK PRINCIPAL |  |  |  |  | 4"-PG-D-314-N
[5 empty] | Buttweld | Buttweld | D | 4" | [9 empty] | mm |  | 4 | [5 empty] | New |  |  |  | 390922 | RACK PRINCIPAL |  |  |  |  | 4"-PG-D-314-N
GASKET, OVAL, RTJ, #900, B16.20 | ASME B16.20 |  |  |  | GASKET, OVAL, 4" ND, 900 LB, RTJ, ASME B16.20, | Gasket, Oval | E | 4" |  |  | TYPE=GASKET |  | Undefined_ET |  | RTJ |  |  | mm | 114.3 | 4 |  |  |  | 900 |  | New |  | 0.54 | KG | 390928 | RACK PRINCIPAL |  |  |  |  | 4"-MUL-E-004-N
STUD BOLT SET A193 Gr B7/ A194 Gr 2H |  |  |  |  | STUD BOLT 1 1/8" X 4320 LG, ASTM A193, B7 W/2 HEX. NUT 1 1/8", ASTM A194, GR 2, 2 WASHER 1 1/8", ASTM F436 | Bolt set | E | 4" |  |  | TYPE=BOLT |  |  |  | RTJ |  |  | mm |  | 4 |  |  |  | 900 |  | New |  | 10.88 | KG | 390930 | RACK PRINCIPAL |  | 52.3748 |  | 4320 | 4"-MUL-E-004-N
[5 empty] | Buttweld | Buttweld | E | 4" | [9 empty] | mm |  | 4 | [5 empty] | New |  |  |  | 390936 | RACK PRINCIPAL |  |  |  |  | 4"-MUL-E-004-N
GASKET, OVAL, RTJ, #900, B16.20 | ASME B16.20 |  |  |  | GASKET, OVAL, 4" ND, 900 LB, RTJ, ASME B16.20, | Gasket, Oval | E | 4" |  |  | TYPE=GASKET |  | Undefined_ET |  | RTJ |  |  | mm | 114.3 | 4 |  |  |  | 900 |  | New |  | 0.54 | KG | 390942 | RACK PRINCIPAL |  |  |  |  | 4"-MUL-E-003-N
STUD BOLT SET A193 Gr B7/ A194 Gr 2H |  |  |  |  | STUD BOLT 1 1/8" X 4320 LG, ASTM A193, B7 W/2 HEX. NUT 1 1/8", ASTM A194, GR 2, 2 WASHER 1 1/8", ASTM F436 | Bolt set | E | 4" |  |  | TYPE=BOLT |  |  |  | RTJ |  |  | mm |  | 4 |  |  |  | 900 |  | New |  | 10.88 | KG | 390944 | RACK PRINCIPAL |  | 52.3748 |  | 4320 | 4"-MUL-E-003-N
[5 empty] | Buttweld | Buttweld | E | 4" | [9 empty] | mm |  | 4 | [5 empty] | New |  |  |  | 390950 | RACK PRINCIPAL |  |  |  |  | 4"-MUL-E-003-N
[5 empty] | Buttweld | Buttweld | E | 4" | [9 empty] | mm |  | 4 | [5 empty] | New |  |  |  | 390954 | RACK PRINCIPAL |  |  |  |  | 4"-MUL-K-002-N
[5 empty] | Buttweld | Buttweld | E | 4" | [9 empty] | mm |  | 4 | [5 empty] | New |  |  |  | 390960 | RACK PRINCIPAL |  |  |  |  | 4"-MUL-K-002-N
[5 empty] | Buttweld | Buttweld | E | 4" | [9 empty] | mm |  | 4 | [5 empty] | New |  |  |  | 390964 | RACK PRINCIPAL |  |  |  |  | 4"-MUL-K-002-N
[5 empty] | Buttweld | Buttweld | E | 4" | [9 empty] | mm |  | 4 | [5 empty] | New |  |  |  | 390970 | RACK PRINCIPAL |  |  |  |  | 4"-MUL-K-002-N
[5 empty] | Buttweld | Buttweld | E | 4" | [9 empty] | mm |  | 4 | [5 empty] | New |  |  |  | 390974 | RACK PRINCIPAL |  |  |  |  | 4"-MUL-K-002-N
[5 empty] | Buttweld | Buttweld | E | 4" | [9 empty] | mm |  | 4 | [5 empty] | New |  |  |  | 390980 | RACK PRINCIPAL |  |  |  |  | 4"-MUL-K-002-N
[5 empty] | Buttweld | Buttweld | B | 2" | [9 empty] | mm |  | 2 | [5 empty] | New |  |  |  | 391006 | SKID GAS |  |  |  |  | 2"-R-B-613-N
[5 empty] | Tapweld | Tapweld | E | 4" | [9 empty] | mm |  | 4 | [5 empty] | New |  |  |  | 391103 | RACK PRINCIPAL |  |  |  |  | 4"-MUL-K-002-N
[5 empty] | Tapweld | Tapweld | E | 4" | [9 empty] | mm |  | 4 | [5 empty] | New |  |  |  | 391121 | RACK PRINCIPAL |  |  |  |  | 4"-MUL-K-002-N
[5 empty] | Tapweld | Tapweld | E | 4" | [9 empty] | mm |  | 4 | [5 empty] | New |  |  |  | 391127 | RACK PRINCIPAL |  |  |  |  | 4"-MUL-K-002-N
[5 empty] | Tapweld | Tapweld | E | 4" | [9 empty] | mm |  | 4 | [5 empty] | New |  |  |  | 391133 | RACK PRINCIPAL |  |  |  |  | 4"-MUL-K-002-N
[5 empty] | Tapweld | Tapweld | E | 4" | [9 empty] | mm |  | 4 | [5 empty] | New |  |  |  | 391139 | RACK PRINCIPAL |  |  |  |  | 4"-MUL-K-002-N
[5 empty] | Tapweld | Tapweld | E | 4" | [9 empty] | mm |  | 4 | [5 empty] | New |  |  |  | 391151 | RACK PRINCIPAL |  |  |  |  | 4"-MUL-K-002-N
[5 empty] | Tapweld | Tapweld | E | 4" | [9 empty] | mm |  | 4 | [5 empty] | New |  |  |  | 391199 | RACK PRINCIPAL |  |  |  |  | 4"-MUL-K-002-N
[5 empty] | Tapweld | Tapweld | E | 4" | [9 empty] | mm |  | 4 | [5 empty] | New |  |  |  | 391316 | RACK PRINCIPAL |  |  |  |  | 4"-MUL-K-002-N
GASKET, OVAL, RTJ, #900, B16.20 | ASME B16.20 |  |  |  | GASKET, OVAL, 4" ND, 900 LB, RTJ, ASME B16.20, | Gasket, Oval | E | 4" |  |  | TYPE=GASKET |  | Undefined_ET |  | RTJ |  |  | mm | 114.3 | 4 |  |  |  | 900 |  | New |  | 0.54 | KG | 391336 | RACK PRINCIPAL |  |  |  |  | 4"-MUL-E-004-N
STUD BOLT SET A193 Gr B7/ A194 Gr 2H |  |  |  |  | STUD BOLT 1 1/8" X 4270 LG, ASTM A193, B7 W/2 HEX. NUT 1 1/8", ASTM A194, GR 2, 2 WASHER 1 1/8", ASTM F436 | Bolt set | E | 4" |  |  | TYPE=BOLT |  |  |  | RTJ |  |  | mm |  | 4 |  |  |  | 900 |  | New |  | 10.88 | KG | 391338 | RACK PRINCIPAL |  | 52.3748 |  | 4270 | 4"-MUL-E-004-N
GASKET, OVAL, RTJ, #900, B16.20 | ASME B16.20 |  |  |  | GASKET, OVAL, 4" ND, 900 LB, RTJ, ASME B16.20, | Gasket, Oval | E | 4" |  |  | TYPE=GASKET |  | Undefined_ET |  | RTJ |  |  | mm | 114.3 | 4 |  |  |  | 900 |  | New |  | 0.54 | KG | 391364 | RACK PRINCIPAL |  |  |  |  | 4"-MUL-E-003-N
STUD BOLT SET A193 Gr B7/ A194 Gr 2H |  |  |  |  | STUD BOLT 1 1/8" X 4270 LG, ASTM A193, B7 W/2 HEX. NUT 1 1/8", ASTM A194, GR 2, 2 WASHER 1 1/8", ASTM F436 | Bolt set | E | 4" |  |  | TYPE=BOLT |  |  |  | RTJ |  |  | mm |  | 4 |  |  |  | 900 |  | New |  | 10.88 | KG | 391366 | RACK PRINCIPAL |  | 52.3748 |  | 4270 | 4"-MUL-E-003-N
[5 empty] | Buttweld | Buttweld | D | 4" | [9 empty] | mm |  | 4 | [5 empty] | New |  |  |  | 391402 | RACK PRINCIPAL |  |  |  |  | 4"-MUL-D-014-N
[5 empty] | Buttweld | Buttweld | D | 4" | [9 empty] | mm |  | 4 | [5 empty] | New |  |  |  | 391408 | RACK PRINCIPAL |  |  |  |  | 4"-MUL-D-014-N
[5 empty] | Buttweld | Buttweld | D | 4" | [9 empty] | mm |  | 4 | [5 empty] | New |  |  |  | 391412 | RACK PRINCIPAL |  |  |  |  | 4"-PG-D-332-N
[5 empty] | Buttweld | Buttweld | D | 4" | [9 empty] | mm |  | 4 | [5 empty] | New |  |  |  | 391418 | RACK PRINCIPAL |  |  |  |  | 4"-PG-D-332-N
[5 empty] | Tapweld | Tapweld | D | 4" | [9 empty] | mm |  | 4 | [5 empty] | New |  |  |  | 391424 | RACK PRINCIPAL |  |  |  |  | 4"-PG-D-332-N
[5 empty] | Buttweld | Buttweld | D | 4" | [9 empty] | mm |  | 4 | [5 empty] | New |  |  |  | 391428 | RACK PRINCIPAL |  |  |  |  | 4"-PG-D-314-N
[5 empty] | Buttweld | Buttweld | D | 4" | [9 empty] | mm |  | 4 | [5 empty] | New |  |  |  | 391434 | RACK PRINCIPAL |  |  |  |  | 4"-PG-D-314-N
[5 empty] | Thread | Thread | A1A2 | 1/2" | [9 empty] | mm |  | 0.5 | [5 empty] | New |  |  |  | 391438 | RACK PRINCIPAL |  |  |  |  | 1/2"-IA-A1-902-N
[5 empty] | Thread | Thread | A1A2 | 1/2" | [9 empty] | mm |  | 0.5 | [5 empty] | New |  |  |  | 391444 | RACK PRINCIPAL |  |  |  |  | 1/2"-IA-A1-902-N
[5 empty] | Thread | Thread | A1A2 | 1/2" | [9 empty] | mm |  | 0.5 | [5 empty] | New |  |  |  | 391448 | RACK PRINCIPAL |  |  |  |  | 1/2"-IA-A1-902-N
[5 empty] | Thread | Thread | A1A2 | 1/2" | [9 empty] | mm |  | 0.5 | [5 empty] | New |  |  |  | 391454 | RACK PRINCIPAL |  |  |  |  | 1/2"-IA-A1-902-N
[5 empty] | Tapweld | Tapweld | B | 4" | [9 empty] | mm |  | 4 | [5 empty] | New |  |  |  | 391467 | RACK PRINCIPAL |  |  |  |  | 1/2"-PRW-A2-204-N
[5 empty] | Thread | Thread | B | 1/2" | [9 empty] | mm |  | 0.5 | [5 empty] | New |  |  |  | 391473 | RACK PRINCIPAL |  |  |  |  | 1/2"-PRW-A2-204-N
[5 empty] | Thread | Thread | A1A2 | 1/2" | [9 empty] | mm |  | 0.5 | [5 empty] | New |  |  |  | 391479 | RACK PRINCIPAL |  |  |  |  | 1/2"-PRW-A2-204-N
[5 empty] | Buttweld | Buttweld | D | 4" | [9 empty] | mm |  | 4 | [5 empty] | New |  |  |  | 391513 | SKID MEDICION |  |  |  |  | 4"-PG-D-302-N
[5 empty] | Buttweld | Buttweld | D | 4" | [9 empty] | mm |  | 4 | [5 empty] | New |  |  |  | 391519 | SKID MEDICION |  |  |  |  | 4"-PG-D-334-N
[5 empty] | Buttweld | Buttweld | D | 4" | [9 empty] | mm |  | 4 | [5 empty] | New |  |  |  | 391523 | SKID MEDICION |  |  |  |  | 4"-PG-D-334-N
[5 empty] | Buttweld | Buttweld | D | 4" | [9 empty] | mm |  | 4 | [5 empty] | New |  |  |  | 391529 | SKID MEDICION |  |  |  |  | 4"-PG-D-328-N
[5 empty] | Buttweld | Buttweld | D | 4" | [9 empty] | mm |  | 4 | [5 empty] | New |  |  |  | 391535 | SKID MEDICION |  |  |  |  | 4"-PG-D-328-N
[5 empty] | Buttweld | Buttweld | D | 4" | [9 empty] | mm |  | 4 | [5 empty] | New |  |  |  | 391539 | SKID MEDICION |  |  |  |  | 4"-PG-D-328-N
[5 empty] | Buttweld | Buttweld | D | 4" | [9 empty] | mm |  | 4 | [5 empty] | New |  |  |  | 391545 | SKID MEDICION |  |  |  |  | 4"-PG-D-328-N
[5 empty] | Buttweld | Buttweld | D | 4" | [9 empty] | mm |  | 4 | [5 empty] | New |  |  |  | 391549 | SKID MEDICION |  |  |  |  | 4"-PG-D-302-N
[5 empty] | Buttweld | Buttweld | D | 4" | [9 empty] | mm |  | 4 | [5 empty] | New |  |  |  | 391553 | SKID MEDICION |  |  |  |  | 4"-PG-D-302-N
[5 empty] | Buttweld | Buttweld | D | 4" | [9 empty] | mm |  | 4 | [5 empty] | New |  |  |  | 391559 | SKID MEDICION |  |  |  |  | 4"-PG-D-302-N
GASKET, SWG, 1/8" THK, RF, #150, B16.20 | ASME B16.20 |  |  |  | GASKET, SWG, 4" ND, 1/8" THK, 150 LB, RF, ASME B16.20 | Gasket, SWG | A1A2 | 4" |  |  | TYPE=GASKET |  | Undefined_ET |  | RF |  |  | mm | 114.3 | 4 |  |  |  | 150 |  | New |  | 0.24 | KG | 391610 | RACK PRINCIPAL |  |  |  |  | 1"-DO-B-510-N
STUD BOLT, A193-B7/A194-2H/F436 |  |  |  |  | STUD BOLT 5/8" X 69.85 LG, ASTM A193, B7 W/2 HEX. NUT 5/8", ASTM A194, GR 2, 2 WASHER 5/8", ASTM F436 | Bolt set | A1A2 | 4" |  |  | TYPE=BOLT |  |  |  | RF |  |  | mm |  | 4 |  |  |  | 150 |  | New |  | 1.59 | KG | 391612 | RACK PRINCIPAL |  | 23.876 |  | 69.85 | 1"-DO-B-510-N
[5 empty] | Tapweld | Tapweld | B | 4" | [9 empty] | mm |  | 4 | [5 empty] | New |  |  |  | 391655 | RACK PRINCIPAL |  |  |  |  | 1"-DO-B-510-N
[5 empty] | Socketweld | Socketweld | B | 1" | [9 empty] | mm |  | 1 | [5 empty] | New |  |  |  | 391677 | RACK PRINCIPAL |  |  |  |  | 1"-DO-B-510-N
[5 empty] | Socketweld | Socketweld | B | 1" | [9 empty] | mm |  | 1 | [5 empty] | New |  |  |  | 391683 | RACK PRINCIPAL |  |  |  |  | 3"-PRW-A2-207-N
[5 empty] | Thread | Thread | B | 1" | [9 empty] | mm |  | 1 | [5 empty] | New |  |  |  | 391689 | RACK PRINCIPAL |  |  |  |  | 1"-DO-B-510-N
[5 empty] | Thread | Thread | B | 1" | [9 empty] | mm |  | 1 | [5 empty] | New |  |  |  | 391695 | RACK PRINCIPAL |  |  |  |  | 1"-DO-B-510-N
[5 empty] | Thread | Thread | B | 1" | [9 empty] | mm |  | 1 | [5 empty] | New |  |  |  | 391699 | RACK PRINCIPAL |  |  |  |  | 1"-DO-B-510-N
[5 empty] | Socketweld | Socketweld | B | 1" | [9 empty] | mm |  | 1 | [5 empty] | New |  |  |  | 391706 | RACK PRINCIPAL |  |  |  |  | 1"-DO-B-510-N
[5 empty] | Thread | Thread | A1A2 | 1/2" | [9 empty] | mm |  | 0.5 | [5 empty] | New |  |  |  | 391784 | RACK PRINCIPAL |  |  |  |  | 1/2"-PRW-A2-204-N
[5 empty] | Thread | Thread | A1A2 | 1/2" | [9 empty] | mm |  | 0.5 | [5 empty] | New |  |  |  | 391788 | RACK PRINCIPAL |  |  |  |  | 1/2"-PRW-A2-204-N
[5 empty] | Thread | Thread | A1A2 | 1/2" | [9 empty] | mm |  | 0.5 | [5 empty] | New |  |  |  | 391794 | RACK PRINCIPAL |  |  |  |  | 1/2"-PRW-A2-204-N
[5 empty] | Thread | Thread | A1A2 | 1/2" | [9 empty] | mm |  | 0.5 | [5 empty] | New |  |  |  | 391823 | RACK PRINCIPAL |  |  |  |  | 1/2"-PRW-A2-204-N
[5 empty] | Thread | Thread | A1A2 | 1/2" | [9 empty] | mm |  | 0.5 | [5 empty] | New |  |  |  | 391829 | RACK PRINCIPAL |  |  |  |  | 1/2"-PRW-A2-204-N
[5 empty] | Thread | Thread | A1A2 | 1/2" | [9 empty] | mm |  | 0.5 | [5 empty] | New |  |  |  | 391839 | RACK PRINCIPAL |  |  |  |  | 1/2"-PRW-A2-204-N
[5 empty] | Thread | Thread | A1A2 | 1/2" | [9 empty] | mm |  | 0.5 | [5 empty] | New |  |  |  | 391855 | RACK PRINCIPAL |  |  |  |  | 1/2"-PRW-A2-205-N
[5 empty] | Thread | Thread | A1A2 | 1/2" | [9 empty] | mm |  | 0.5 | [5 empty] | New |  |  |  | 391875 | RACK PRINCIPAL |  |  |  |  | 3"-PRW-A2-207-N
GASKET, SWG, 1/8" THK, RF, #150, B16.20 | ASME B16.20 |  |  |  | GASKET, SWG, 4" ND, 1/8" THK, 150 LB, RF, ASME B16.20 | Gasket, SWG | A1A2 | 4" |  |  | TYPE=GASKET |  | Undefined_ET |  | RF |  |  | mm | 114.3 | 4 |  |  |  | 150 |  | New |  | 0.24 | KG | 391895 | RACK PRINCIPAL |  |  |  |  | 1"-DO-B-511-N
STUD BOLT, A193-B7/A194-2H/F436 |  |  |  |  | STUD BOLT 5/8" X 69.85 LG, ASTM A193, B7 W/2 HEX. NUT 5/8", ASTM A194, GR 2, 2 WASHER 5/8", ASTM F436 | Bolt set | A1A2 | 4" |  |  | TYPE=BOLT |  |  |  | RF |  |  | mm |  | 4 |  |  |  | 150 |  | New |  | 1.59 | KG | 391897 | RACK PRINCIPAL |  | 23.876 |  | 69.85 | 1"-DO-B-511-N
[5 empty] | Tapweld | Tapweld | B | 4" | [9 empty] | mm |  | 4 | [5 empty] | New |  |  |  | 391910 | RACK PRINCIPAL |  |  |  |  | 1"-DO-B-511-N
[5 empty] | Thread | Thread | B | 1" | [9 empty] | mm |  | 1 | [5 empty] | New |  |  |  | 391926 | RACK PRINCIPAL |  |  |  |  | 1"-DO-B-511-N
[5 empty] | Thread | Thread | B | 1" | [9 empty] | mm |  | 1 | [5 empty] | New |  |  |  | 391930 | RACK PRINCIPAL |  |  |  |  | 1"-DO-B-511-N
[5 empty] | Socketweld | Socketweld | B | 1" | [9 empty] | mm |  | 1 | [5 empty] | New |  |  |  | 391936 | RACK PRINCIPAL |  |  |  |  | 1"-DO-B-511-N
[5 empty] | Thread | Thread | B | 1" | [9 empty] | mm |  | 1 | [5 empty] | New |  |  |  | 391941 | RACK PRINCIPAL |  |  |  |  | 1"-DO-B-511-N
[5 empty] | Socketweld | Socketweld | B | 1" | [9 empty] | mm |  | 1 | [5 empty] | New |  |  |  | 391947 | RACK PRINCIPAL |  |  |  |  | 1"-DO-B-509-N
[5 empty] | Socketweld | Socketweld | B | 1" | [9 empty] | mm |  | 1 | [5 empty] | New |  |  |  | 391955 | RACK PRINCIPAL |  |  |  |  | 1"-DO-B-511-N
[5 empty] | Socketweld | Socketweld | B | 1" | [9 empty] | mm |  | 1 | [5 empty] | New |  |  |  | 391961 | RACK PRINCIPAL |  |  |  |  | 1"-DO-B-511-N
[5 empty] | Socketweld | Socketweld | B | 1" | [9 empty] | mm |  | 1 | [5 empty] | New |  |  |  | 391967 | RACK PRINCIPAL |  |  |  |  | 1"-DO-B-509-N
[5 empty] | Socketweld | Socketweld | B | 1" | [9 empty] | mm |  | 1 | [5 empty] | New |  |  |  | 391971 | RACK PRINCIPAL |  |  |  |  | 1"-DO-B-509-N
[5 empty] | Tapweld | Tapweld | B | 4" | [9 empty] | mm |  | 4 | [5 empty] | New |  |  |  | 391983 | RACK PRINCIPAL |  |  |  |  | 1/2"-PRW-A2-206-N
[5 empty] | Thread | Thread | A1A2 | 1/2" | [9 empty] | mm |  | 0.5 | [5 empty] | New |  |  |  | 391991 | RACK PRINCIPAL |  |  |  |  | 1/2"-PRW-A2-206-N
[5 empty] | Thread | Thread | A1A2 | 1/2" | [9 empty] | mm |  | 0.5 | [5 empty] | New |  |  |  | 392022 | RACK PRINCIPAL |  |  |  |  | 1/2"-PRW-A2-206-N
[5 empty] | Thread | Thread | A1A2 | 1/2" | [9 empty] | mm |  | 0.5 | [5 empty] | New |  |  |  | 392026 | RACK PRINCIPAL |  |  |  |  | 1/2"-PRW-A2-206-N
[5 empty] | Thread | Thread | A1A2 | 1/2" | [9 empty] | mm |  | 0.5 | [5 empty] | New |  |  |  | 392032 | RACK PRINCIPAL |  |  |  |  | 1/2"-PRW-A2-206-N
[5 empty] | Thread | Thread | A1A2 | 1/2" | [9 empty] | mm |  | 0.5 | [5 empty] | New |  |  |  | 392036 | RACK PRINCIPAL |  |  |  |  | 1/2"-PRW-A2-206-N
[5 empty] | Thread | Thread | A1A2 | 1/2" | [9 empty] | mm |  | 0.5 | [5 empty] | New |  |  |  | 392042 | RACK PRINCIPAL |  |  |  |  | 1/2"-PRW-A2-206-N
[5 empty] | Thread | Thread | A1A2 | 1/2" | [9 empty] | mm |  | 0.5 | [5 empty] | New |  |  |  | 392046 | RACK PRINCIPAL |  |  |  |  | 1/2"-PRW-A2-206-N
[5 empty] | Thread | Thread | B | 1/2" | [9 empty] | mm |  | 0.5 | [5 empty] | New |  |  |  | 392063 | RACK PRINCIPAL |  |  |  |  | 1/2"-PRW-A2-206-N
[5 empty] | Thread | Thread | B | 1/2" | [9 empty] | mm |  | 0.5 | [5 empty] | New |  |  |  | 392087 | RACK PRINCIPAL |  |  |  |  | 1/2"-PRW-A2-205-N
[5 empty] | Thread | Thread | A1A2 | 1/2" | [9 empty] | mm |  | 0.5 | [5 empty] | New |  |  |  | 392091 | RACK PRINCIPAL |  |  |  |  | 1/2"-PRW-A2-205-N
[5 empty] | Thread | Thread | A1A2 | 1/2" | [9 empty] | mm |  | 0.5 | [5 empty] | New |  |  |  | 392097 | RACK PRINCIPAL |  |  |  |  | 1/2"-PRW-A2-205-N
[5 empty] | Thread | Thread | A1A2 | 1/2" | [9 empty] | mm |  | 0.5 | [5 empty] | New |  |  |  | 392114 | RACK PRINCIPAL |  |  |  |  | 1/2"-PRW-A2-206-N
[5 empty] | Thread | Thread | A1A2 | 1/2" | [9 empty] | mm |  | 0.5 | [5 empty] | New |  |  |  | 392118 | RACK PRINCIPAL |  |  |  |  | 1/2"-PRW-A2-206-N
[5 empty] | Thread | Thread | A1A2 | 1/2" | [9 empty] | mm |  | 0.5 | [5 empty] | New |  |  |  | 392124 | RACK PRINCIPAL |  |  |  |  | 1/2"-PRW-A2-206-N
[5 empty] | Thread | Thread | A1A2 | 1/2" | [9 empty] | mm |  | 0.5 | [5 empty] | New |  |  |  | 392130 | RACK PRINCIPAL |  |  |  |  | 1/2"-PRW-A2-206-N
[5 empty] | Thread | Thread | A1A2 | 1/2" | [9 empty] | mm |  | 0.5 | [5 empty] | New |  |  |  | 392134 | RACK PRINCIPAL |  |  |  |  | 1/2"-PRW-A2-204-N
[5 empty] | Thread | Thread | A1A2 | 1/2" | [9 empty] | mm |  | 0.5 | [5 empty] | New |  |  |  | 392140 | RACK PRINCIPAL |  |  |  |  | 1/2"-PRW-A2-204-N
[5 empty] | Thread | Thread | A1A2 | 1/2" | [9 empty] | mm |  | 0.5 | [5 empty] | New |  |  |  | 392146 | RACK PRINCIPAL |  |  |  |  | 1/2"-PRW-A2-204-N
GASKET, SWG, 1/8" THK, RF, #150, B16.20 | ASME B16.20 |  |  |  | GASKET, SWG, 4" ND, 1/8" THK, 150 LB, RF, ASME B16.20 | Gasket, SWG | A1A2 | 4" |  |  | TYPE=GASKET |  | Undefined_ET |  | RF |  |  | mm | 114.3 | 4 |  |  |  | 150 |  | New |  | 0.24 | KG | 392166 | RACK PRINCIPAL |  |  |  |  | 1/2"-PRW-A2-204-N
STUD BOLT, A193-B7/A194-2H/F436 |  |  |  |  | STUD BOLT 5/8" X 69.85 LG, ASTM A193, B7 W/2 HEX. NUT 5/8", ASTM A194, GR 2, 2 WASHER 5/8", ASTM F436 | Bolt set | A1A2 | 4" |  |  | TYPE=BOLT |  |  |  | RF |  |  | mm |  | 4 |  |  |  | 150 |  | New |  | 1.59 | KG | 392168 | RACK PRINCIPAL |  | 23.876 |  | 69.85 | 1/2"-PRW-A2-204-N
GASKET, SWG, 1/8" THK, RF, #150, B16.20 | ASME B16.20 |  |  |  | GASKET, SWG, 4" ND, 1/8" THK, 150 LB, RF, ASME B16.20 | Gasket, SWG | A1A2 | 4" |  |  | TYPE=GASKET |  | Undefined_ET |  | RF |  |  | mm | 114.3 | 4 |  |  |  | 150 |  | New |  | 0.24 | KG | 392188 | RACK PRINCIPAL |  |  |  |  | 1/2"-PRW-A2-204-N
STUD BOLT, A193-B7/A194-2H/F436 |  |  |  |  | STUD BOLT 5/8" X 69.85 LG, ASTM A193, B7 W/2 HEX. NUT 5/8", ASTM A194, GR 2, 2 WASHER 5/8", ASTM F436 | Bolt set | A1A2 | 4" |  |  | TYPE=BOLT |  |  |  | RF |  |  | mm |  | 4 |  |  |  | 150 |  | New |  | 1.59 | KG | 392190 | RACK PRINCIPAL |  | 23.876 |  | 69.85 | 1/2"-PRW-A2-204-N
[5 empty] | Tapweld | Tapweld | B | 4" | [9 empty] | mm |  | 4 | [5 empty] | New |  |  |  | 392232 | RACK PRINCIPAL |  |  |  |  | 1 1/2"-LIH-B-436-N
[5 empty] | Tapweld | Tapweld | B | 4" | [9 empty] | mm |  | 4 | [5 empty] | New |  |  |  | 392238 | RACK PRINCIPAL |  |  |  |  | 1 1/2"-LIH-B-437-N
[5 empty] | Thread | Thread | B | 1 1/2" | [9 empty] | mm |  | 1.5 | [5 empty] | New |  |  |  | 392290 | RACK PRINCIPAL |  |  |  |  | 1 1/2"-LIH-B-436-N
[5 empty] | Socketweld | Socketweld | B | 1 1/2" | [9 empty] | mm |  | 1.5 | [5 empty] | New |  |  |  | 392296 | RACK PRINCIPAL |  |  |  |  | 1 1/2"-LIH-B-436-N
[5 empty] | Socketweld | Socketweld | B | 1 1/2" | [9 empty] | mm |  | 1.5 | [5 empty] | New |  |  |  | 392303 | RACK PRINCIPAL |  |  |  |  | 1 1/2"-LIH-B-436-N
[5 empty] | Socketweld | Socketweld | B | 1 1/2" | [9 empty] | mm |  | 1.5 | [5 empty] | New |  |  |  | 392321 | RACK PRINCIPAL |  |  |  |  | 1 1/2"-LIH-B-421-N
[5 empty] | Socketweld | Socketweld | B | 1 1/2" | [9 empty] | mm |  | 1.5 | [5 empty] | New |  |  |  | 392325 | RACK PRINCIPAL |  |  |  |  | 1 1/2"-LIH-B-421-N
[5 empty] | Socketweld | Socketweld | B | 1 1/2" | [9 empty] | mm |  | 1.5 | [5 empty] | New |  |  |  | 392329 | RACK PRINCIPAL |  |  |  |  | 1 1/2"-LIH-B-436-N
[5 empty] | Thread | Thread | B | 1 1/2" | [9 empty] | mm |  | 1.5 | [5 empty] | New |  |  |  | 392335 | RACK PRINCIPAL |  |  |  |  | 1 1/2"-LIH-B-437-N
[5 empty] | Socketweld | Socketweld | B | 1 1/2" | [9 empty] | mm |  | 1.5 | [5 empty] | New |  |  |  | 392341 | RACK PRINCIPAL |  |  |  |  | 1 1/2"-LIH-B-437-N
[5 empty] | Socketweld | Socketweld | B | 1 1/2" | [9 empty] | mm |  | 1.5 | [5 empty] | New |  |  |  | 392347 | RACK PRINCIPAL |  |  |  |  | 1 1/2"-LIH-B-437-N
[5 empty] | Socketweld | Socketweld | B | 1 1/2" | [9 empty] | mm |  | 1.5 | [5 empty] | New |  |  |  | 392355 | RACK PRINCIPAL |  |  |  |  | 1 1/2"-LIH-B-421-N
[5 empty] | Socketweld | Socketweld | B | 1 1/2" | [9 empty] | mm |  | 1.5 | [5 empty] | New |  |  |  | 392359 | RACK PRINCIPAL |  |  |  |  | 1 1/2"-LIH-B-421-N
[5 empty] | Socketweld | Socketweld | B | 1 1/2" | [9 empty] | mm |  | 1.5 | [5 empty] | New |  |  |  | 392363 | RACK PRINCIPAL |  |  |  |  | 1 1/2"-LIH-B-437-N
[5 empty] | Thread | Thread | A1A2 | 1" | [9 empty] | mm |  | 1 | [5 empty] | New |  |  |  | 392492 | RACK PRINCIPAL |  |  |  |  | 1"-IA-A1-906-N
[5 empty] | Thread | Thread | A1A2 | 1" | [9 empty] | mm |  | 1 | [5 empty] | New |  |  |  | 392498 | RACK PRINCIPAL |  |  |  |  | 1"-IA-A1-906-N
[5 empty] | Buttweld | Buttweld | D | 4" | [9 empty] | mm |  | 4 | [5 empty] | New |  |  |  | 392613 | SKID MEDICION |  |  |  |  | 4"-PG-D-334-N
[5 empty] | Buttweld | Buttweld | D | 4" | [9 empty] | mm |  | 4 | [5 empty] | New |  |  |  | 392619 | SKID MEDICION |  |  |  |  | 4"-PG-D-334-N
[5 empty] | Thread | Thread | A1A2 | 1" | [9 empty] | mm |  | 1 | [5 empty] | New |  |  |  | 392709 | RACK PRINCIPAL |  |  |  |  | 1"-IA-A1-906-N
[5 empty] | Thread | Thread | A1A2 | 1" | [9 empty] | mm |  | 1 | [5 empty] | New |  |  |  | 392715 | RACK PRINCIPAL |  |  |  |  | 1"-IA-A1-906-N
[5 empty] | Thread | Thread | A1A2 | 1" | [9 empty] | mm |  | 1 | [5 empty] | New |  |  |  | 392725 | RACK PRINCIPAL |  |  |  |  | 1"-IA-A1-906-N
[5 empty] | Thread | Thread | A1A2 | 1" | [9 empty] | mm |  | 1 | [5 empty] | New |  |  |  | 392731 | RACK PRINCIPAL |  |  |  |  | 1"-IA-A1-906-N
[5 empty] | Thread | Thread | A1A2 | 1" | [9 empty] | mm |  | 1 | [5 empty] | New |  |  |  | 392741 | RACK PRINCIPAL |  |  |  |  | 1"-IA-A1-906-N
[5 empty] | Thread | Thread | A1A2 | 1" | [9 empty] | mm |  | 1 | [5 empty] | New |  |  |  | 392747 | RACK PRINCIPAL |  |  |  |  | 1"-IA-A1-906-N
[5 empty] | Thread | Thread | A1A2 | 1" | [9 empty] | mm |  | 1 | [5 empty] | New |  |  |  | 392757 | RACK PRINCIPAL |  |  |  |  | 1"-IA-A1-906-N
[5 empty] | Thread | Thread | A1A2 | 1" | [9 empty] | mm |  | 1 | [5 empty] | New |  |  |  | 392763 | RACK PRINCIPAL |  |  |  |  | 1"-IA-A1-906-N
[5 empty] | Thread | Thread | A1A2 | 1" | [9 empty] | mm |  | 1 | [5 empty] | New |  |  |  | 392773 | RACK PRINCIPAL |  |  |  |  | 1"-IA-A1-906-N
[5 empty] | Thread | Thread | A1A2 | 1" | [9 empty] | mm |  | 1 | [5 empty] | New |  |  |  | 392779 | RACK PRINCIPAL |  |  |  |  | 1"-IA-A1-906-N
[5 empty] | Thread | Thread | A1A2 | 1" | [9 empty] | mm |  | 1 | [5 empty] | New |  |  |  | 392789 | RACK PRINCIPAL |  |  |  |  | 1"-IA-A1-906-N
[5 empty] | Thread | Thread | A1A2 | 1" | [9 empty] | mm |  | 1 | [5 empty] | New |  |  |  | 392795 | RACK PRINCIPAL |  |  |  |  | 1"-IA-A1-906-N
[5 empty] | Thread | Thread | A1A2 | 1" | [9 empty] | mm |  | 1 | [5 empty] | New |  |  |  | 392806 | RACK PRINCIPAL |  |  |  |  | 1"-IA-A1-906-N
[5 empty] | Thread | Thread | A1A2 | 1" | [9 empty] | mm |  | 1 | [5 empty] | New |  |  |  | 392812 | RACK PRINCIPAL |  |  |  |  | 1"-IA-A1-906-N
[5 empty] | Thread | Thread | A1A2 | 1" | [9 empty] | mm |  | 1 | [5 empty] | New |  |  |  | 392818 | RACK PRINCIPAL |  |  |  |  | 1"-IA-A1-906-N
[5 empty] | Thread | Thread | A1A2 | 1" | [9 empty] | mm |  | 1 | [5 empty] | New |  |  |  | 392824 | RACK PRINCIPAL |  |  |  |  | 1"-IA-A1-906-N
[5 empty] | Thread | Thread | A1A2 | 1" | [9 empty] | mm |  | 1 | [5 empty] | New |  |  |  | 392850 | RACK PRINCIPAL |  |  |  |  | 1"-IA-A1-906-N
[5 empty] | Thread | Thread | A1A2 | 1" | [9 empty] | mm |  | 1 | [5 empty] | New |  |  |  | 392856 | RACK PRINCIPAL |  |  |  |  | 1"-IA-A1-906-N
[5 empty] | Thread | Thread | A1A2 | 1" | [9 empty] | mm |  | 1 | [5 empty] | New |  |  |  | 392860 | RACK PRINCIPAL |  |  |  |  | 1"-IA-A1-906-N
[5 empty] | Thread | Thread | A1A2 | 1" | [9 empty] | mm |  | 1 | [5 empty] | New |  |  |  | 392866 | RACK PRINCIPAL |  |  |  |  | 1"-IA-A1-906-N
[5 empty] | Thread | Thread | A1A2 | 1/2" | [9 empty] | mm |  | 0.5 | [5 empty] | New |  |  |  | 392870 | RACK PRINCIPAL |  |  |  |  | 1/2"-IA-A1-902-N
[5 empty] | Thread | Thread | A1A2 | 1/2" | [9 empty] | mm |  | 0.5 | [5 empty] | New |  |  |  | 392876 | RACK PRINCIPAL |  |  |  |  | 1/2"-IA-A1-902-N
[5 empty] | Socketweld | Socketweld | B | 3/4" | [9 empty] | mm |  | 0.75 | [5 empty] | New |  |  |  | 392880 | RACK PRINCIPAL |  |  |  |  | 3/4"-FG-B-322-N
[5 empty] | Socketweld | Socketweld | B | 3/4" | [9 empty] | mm |  | 0.75 | [5 empty] | New |  |  |  | 392886 | RACK PRINCIPAL |  |  |  |  | 3/4"-FG-B-322-N
[5 empty] | Socketweld | Socketweld | B | 3/4" | [9 empty] | mm |  | 0.75 | [5 empty] | New |  |  |  | 392890 | RACK PRINCIPAL |  |  |  |  | 3/4"-FG-B-303-N
[5 empty] | Socketweld | Socketweld | B | 3/4" | [9 empty] | mm |  | 0.75 | [5 empty] | New |  |  |  | 392896 | RACK PRINCIPAL |  |  |  |  | 3/4"-FG-B-303-N
[5 empty] | Socketweld | Socketweld | B | 3/4" | [9 empty] | mm |  | 0.75 | [5 empty] | New |  |  |  | 392901 | RACK PRINCIPAL |  |  |  |  | 3/4"-FG-B-301-N
[5 empty] | Socketweld | Socketweld | B | 1/2" | [9 empty] | mm |  | 0.5 | [5 empty] | New |  |  |  | 392905 | RACK PRINCIPAL |  |  |  |  | 1/2"-FG-B-310-M
[5 empty] | Socketweld | Socketweld | B | 1 1/2" | [9 empty] | mm |  | 1.5 | [5 empty] | New |  |  |  | 392909 | RACK PRINCIPAL |  |  |  |  | 1 1/2"-FG-B-309-N
[5 empty] | Buttweld | Buttweld | K | 4" | [9 empty] | mm |  | 4 | [5 empty] | New |  |  |  | 392913 | RACK PRINCIPAL |  |  |  |  | 4"-MUL-K-001-N
[5 empty] | Buttweld | Buttweld | K | 4" | [9 empty] | mm |  | 4 | [5 empty] | New |  |  |  | 392919 | RACK PRINCIPAL |  |  |  |  | 4"-MUL-K-001-N
[5 empty] | Socketweld | Socketweld | E | 1 1/2" | [9 empty] | mm |  | 1.5 | [5 empty] | New |  |  |  | 392923 | RACK PRINCIPAL |  |  |  |  | 1 1/2"-R-D-603-N
[5 empty] | Socketweld | Socketweld | E | 1 1/2" | [9 empty] | mm |  | 1.5 | [5 empty] | New |  |  |  | 392945 | RACK PRINCIPAL |  |  |  |  | 4"-MUL-K-002-N
[5 empty] | Socketweld | Socketweld | E | 1/2" | [9 empty] | mm |  | 0.5 | [5 empty] | New |  |  |  | 392959 | RACK PRINCIPAL |  |  |  |  | 1/2"-MUL-E-010-N
[5 empty] | Socketweld | Socketweld | E | 1/2" | [9 empty] | mm |  | 0.5 | [5 empty] | New |  |  |  | 392965 | RACK PRINCIPAL |  |  |  |  | 1/2"-MUL-E-010-N
[5 empty] | Buttweld | Buttweld | E | 3" | [9 empty] | mm |  | 3 | [5 empty] | New |  |  |  | 392989 | RACK PRINCIPAL |  |  |  |  | 3"-MUL-E-006-N
[5 empty] | Buttweld | Buttweld | E | 3" | [9 empty] | mm |  | 3 | [5 empty] | New |  |  |  | 392995 | RACK PRINCIPAL |  |  |  |  | 3"-MUL-E-006-N
[5 empty] | Buttweld | Buttweld | E | 3" | [9 empty] | mm |  | 3 | [5 empty] | New |  |  |  | 393010 | RACK PRINCIPAL |  |  |  |  | 3"-MUL-E-005-N
[5 empty] | Buttweld | Buttweld | E | 3" | [9 empty] | mm |  | 3 | [5 empty] | New |  |  |  | 393016 | RACK PRINCIPAL |  |  |  |  | 3"-MUL-E-005-N

## pipeComponents
Long Description (Family) | Compatible Standard | Manufacturer | Material | Material Code | Long Description (Size) | Short Description | Spec | Size | Line Number Tag | Design Std | Content Iso Symbol Definition | Design Pressure Factor | End Type | Engagement Length | Facing | Flange Std | Gasket Std | Port Unit | Matching Pipe OD | Nominal Diameter | Position X | Position Y | Position Z | Pressure Class | Schedule | Status | Wall Thickness | Weight | Weight Unit | Required Spec | Insulation Thickness | Insulation Type | Service | Tag | Tie In Number | Shop/Field | DWG Number | PnPID | Item Code | Flange Thickness | Tracing Type | Tracing Spec | Insulation Spec | Spool Number | Unit
Nozzle, threaded, ASME B16.11 | ASME B16.11 |  |  |  | Nozzle, threaded, 2" ND, ASME B16.11 | Nozzle, threaded |  | 2" |  |  |  |  | THDF | 11.0744 | RF |  |  | mm | 60.325 | 2 | 236.0154 | 3066.0483 | 111.3826 | 6000 | [9 empty] | N-8 |  | SHOP |  | 216402
Nozzle, flanged, RF, 600, ASME B16.5 | ASME B16.5 |  |  |  | Nozzle, flanged, 4" ND, RF, 600, ASME B16.5 | Nozzle, flanged |  | 4" |  |  |  |  | FL |  | RF |  |  | mm | 114.3 | 4 | 236.0154 | 139.7879 | 674.7826 | 600 | [9 empty] | N-1 |  | SHOP |  | 216403 |  | 44.45
Nozzle, ASME B36.19 | ASME B36.19 |  |  |  | Nozzle, 3/4" ND, ASME B36.19 | Nozzle |  | 3/4" |  |  |  |  | PL | 0 | RF |  |  | mm | 26.67 | 0.75 | 562.108 | 3066.0483 | 282.6115 | 300 | [9 empty] | N-13 |  | SHOP |  | 216404
Nozzle, ASME B36.19 | ASME B36.19 |  |  |  | Nozzle, 3/4" ND, ASME B36.19 | Nozzle |  | 3/4" |  |  |  |  | PL | 0 | RF |  |  | mm | 26.67 | 0.75 | 609.2456 | 3243.8483 | 337.6701 | 300 | [9 empty] | N-15 |  | SHOP |  | 216405
Nozzle, ASME B36.19 | ASME B36.19 |  |  |  | Nozzle, 3/4" ND, ASME B36.19 | Nozzle |  | 3/4" |  |  |  |  | PL | 0 | RF |  |  | mm | 26.67 | 0.75 | 647.0154 | 3066.0483 | 522.3826 | 300 | [9 empty] | N-12 |  | SHOP |  | 216406
Nozzle, threaded, ASME B16.11 | ASME B16.11 |  |  |  | Nozzle, threaded, 2" ND, ASME B16.11 | Nozzle, threaded |  | 2" |  |  |  |  | THDF | 11.0744 | RF |  |  | mm | 60.325 | 2 | 236.0154 | 3678.7117 | 704.9451 | 6000 | [9 empty] | N-3 |  | SHOP |  | 216407
Nozzle, threaded, ASME B16.11 | ASME B16.11 |  |  |  | Nozzle, threaded, 2" ND, ASME B16.11 | Nozzle, threaded |  | 2" |  |  |  |  | THDF | 11.0744 | RF |  |  | mm | 60.325 | 2 | 236.0154 | 3421.6483 | 111.3826 | 6000 | [9 empty] | N-6 |  | SHOP |  | 216408
Nozzle, threaded, ASME B16.11 | ASME B16.11 |  |  |  | Nozzle, threaded, 2" ND, ASME B16.11 | Nozzle, threaded |  | 2" |  |  |  |  | THDF | 11.0744 | RF |  |  | mm | 60.325 | 2 | 236.0154 | 653.0483 | 111.3826 | 6000 | [9 empty] | N-7 |  | SHOP |  | 216409
Nozzle, ASME B36.19 | ASME B36.19 |  |  |  | Nozzle, 1/8" ND, ASME B36.19 | Nozzle |  | 1/8" |  |  |  |  | PL | 0 | RF |  |  | mm | 10.287 | 0.125 | 236.0154 | 975.2483 | 141.3726 | 300 | [9 empty] | N-17 |  | SHOP |  | 216411
Nozzle, threaded, ASME B16.11 | ASME B16.11 |  |  |  | Nozzle, threaded, 2" ND, ASME B16.11 | Nozzle, threaded |  | 2" |  |  |  |  | THDF | 11.0744 | RF |  |  | mm | 60.325 | 2 | 639.3656 | 3421.6483 | 598.08 | 6000 | [9 empty] | N-4 |  | SHOP |  | 216414
Nozzle, flanged, RF, 600, ASME B16.5 | ASME B16.5 |  |  |  | Nozzle, flanged, 4" ND, RF, 600, ASME B16.5 | Nozzle, flanged |  | 4" |  |  |  |  | FL |  | RF |  |  | mm | 114.3 | 4 | 236.0154 | 3320.0483 | 1106.5826 | 600 | [9 empty] | N-2 |  | SHOP |  | 216415 |  | 44.45
Nozzle, ASME B36.19 | ASME B36.19 |  |  |  | Nozzle, 1" ND, ASME B36.19 | Nozzle |  | 1" |  |  |  |  | PL | 0 | RF |  |  | mm | 33.401 | 1 | 236.0154 | 576.8483 | 933.3826 | 300 | [9 empty] | N-11 |  | SHOP |  | 216423
Nozzle, threaded, ASME B16.11 | ASME B16.11 |  |  |  | Nozzle, threaded, 2" ND, ASME B16.11 | Nozzle, threaded |  | 2" |  |  |  |  | THDF | 11.0744 | RF |  |  | mm | 60.325 | 2 | 236.0154 | 2685.0483 | 111.3826 | 6000 | [9 empty] | N-5 |  | SHOP |  | 216425
Nozzle, threaded, ASME B16.11 | ASME B16.11 |  |  |  | Nozzle, threaded, 2" ND, ASME B16.11 | Nozzle, threaded |  | 2" |  |  |  |  | THDF | 11.0744 | RF |  |  | mm | 60.325 | 2 | 638.6897 | 2685.0483 | 443.1682 | 6000 |  | New | [7 empty] | N-9 |  | SHOP |  | 216428
Nozzle, ASME B36.19 | ASME B36.19 |  |  |  | Nozzle, 1/8" ND, ASME B36.19 | Nozzle |  | 1/8" |  |  |  |  | PL | 0 | RF |  |  | mm | 10.287 | 0.125 | -144.9946 | 780.0483 | 522.3826 | 300 | [9 empty] | N-16 |  | SHOP |  | 216431
Nozzle, ASME B36.19 | ASME B36.19 |  |  |  | Nozzle, 3/4" ND, ASME B36.19 | Nozzle |  | 3/4" |  |  |  |  | PL | 0 | RF |  |  | mm | 26.67 | 0.75 | 609.2456 | 3243.8483 | 707.095 | 300 | [9 empty] | N-14 |  | SHOP |  | 216435
Nozzle, ASME B36.19 | ASME B36.19 |  |  |  | Nozzle, 3/4" ND, ASME B36.19 | Nozzle |  | 3/4" |  |  |  |  | PL | 0 | RF |  |  | mm | 26.67 | 0.75 | 647.0154 | 1923.0483 | 522.3826 | 300 | [9 empty] | N-10 |  | SHOP |  | 216436
Nozzle, threaded, ASME B16.11 | ASME B16.11 |  |  |  | Nozzle, threaded, 2" ND, ASME B16.11 | Nozzle, threaded |  | 2" |  |  |  |  | THDF | 11.0744 | RF |  |  | mm | 60.325 | 2 | 236.0154 | 3066.0483 | 111.3826 | 6000 | [9 empty] | N-8 |  | SHOP |  | 216502
Nozzle, flanged, RF, 600, ASME B16.5 | ASME B16.5 |  |  |  | Nozzle, flanged, 4" ND, RF, 600, ASME B16.5 | Nozzle, flanged |  | 4" |  |  |  |  | FL |  | RF |  |  | mm | 114.3 | 4 | 236.0154 | 139.7879 | 674.7826 | 600 | [9 empty] | N-1 |  | SHOP |  | 216503 |  | 44.45
Nozzle, ASME B36.19 | ASME B36.19 |  |  |  | Nozzle, 3/4" ND, ASME B36.19 | Nozzle |  | 3/4" |  |  |  |  | PL | 0 | RF |  |  | mm | 26.67 | 0.75 | 562.108 | 3066.0483 | 282.6115 | 300 | [9 empty] | N-13 |  | SHOP |  | 216504
Nozzle, ASME B36.19 | ASME B36.19 |  |  |  | Nozzle, 3/4" ND, ASME B36.19 | Nozzle |  | 3/4" |  |  |  |  | PL | 0 | RF |  |  | mm | 26.67 | 0.75 | 609.2456 | 3243.8483 | 337.6701 | 300 | [9 empty] | N-15 |  | SHOP |  | 216505
Nozzle, ASME B36.19 | ASME B36.19 |  |  |  | Nozzle, 3/4" ND, ASME B36.19 | Nozzle |  | 3/4" |  |  |  |  | PL | 0 | RF |  |  | mm | 26.67 | 0.75 | 647.0154 | 3066.0483 | 522.3826 | 300 | [9 empty] | N-12 |  | SHOP |  | 216506
Nozzle, threaded, ASME B16.11 | ASME B16.11 |  |  |  | Nozzle, threaded, 2" ND, ASME B16.11 | Nozzle, threaded |  | 2" |  |  |  |  | THDF | 11.0744 | RF |  |  | mm | 60.325 | 2 | 236.0154 | 3678.7117 | 704.9451 | 6000 | [9 empty] | N-3 |  | SHOP |  | 216507
Nozzle, threaded, ASME B16.11 | ASME B16.11 |  |  |  | Nozzle, threaded, 2" ND, ASME B16.11 | Nozzle, threaded |  | 2" |  |  |  |  | THDF | 11.0744 | RF |  |  | mm | 60.325 | 2 | 236.0154 | 3421.6483 | 111.3826 | 6000 | [9 empty] | N-6 |  | SHOP |  | 216508
Nozzle, threaded, ASME B16.11 | ASME B16.11 |  |  |  | Nozzle, threaded, 2" ND, ASME B16.11 | Nozzle, threaded |  | 2" |  |  |  |  | THDF | 11.0744 | RF |  |  | mm | 60.325 | 2 | 236.0154 | 653.0483 | 111.3826 | 6000 | [9 empty] | N-7 |  | SHOP |  | 216509
Nozzle, ASME B36.19 | ASME B36.19 |  |  |  | Nozzle, 1/8" ND, ASME B36.19 | Nozzle |  | 1/8" |  |  |  |  | PL | 0 | RF |  |  | mm | 10.287 | 0.125 | 236.0154 | 975.2483 | 141.3726 | 300 | [9 empty] | N-17 |  | SHOP |  | 216511
Nozzle, threaded, ASME B16.11 | ASME B16.11 |  |  |  | Nozzle, threaded, 2" ND, ASME B16.11 | Nozzle, threaded |  | 2" |  |  |  |  | THDF | 11.0744 | RF |  |  | mm | 60.325 | 2 | 639.3656 | 3421.6483 | 598.08 | 6000 | [9 empty] | N-4 |  | SHOP |  | 216514
Nozzle, flanged, RF, 600, ASME B16.5 | ASME B16.5 |  |  |  | Nozzle, flanged, 4" ND, RF, 600, ASME B16.5 | Nozzle, flanged |  | 4" |  |  |  |  | FL |  | RF |  |  | mm | 114.3 | 4 | 236.0154 | 3320.0483 | 1106.5826 | 600 | [9 empty] | N-2 |  | SHOP |  | 216515 |  | 44.45
Nozzle, ASME B36.19 | ASME B36.19 |  |  |  | Nozzle, 1" ND, ASME B36.19 | Nozzle |  | 1" |  |  |  |  | PL | 0 | RF |  |  | mm | 33.401 | 1 | 236.0154 | 576.8483 | 933.3826 | 300 | [9 empty] | N-11 |  | SHOP |  | 216522
Nozzle, threaded, ASME B16.11 | ASME B16.11 |  |  |  | Nozzle, threaded, 2" ND, ASME B16.11 | Nozzle, threaded |  | 2" |  |  |  |  | THDF | 11.0744 | RF |  |  | mm | 60.325 | 2 | 236.0154 | 2685.0483 | 111.3826 | 6000 | [9 empty] | N-5 |  | SHOP |  | 216524
Nozzle, threaded, ASME B16.11 | ASME B16.11 |  |  |  | Nozzle, threaded, 2" ND, ASME B16.11 | Nozzle, threaded |  | 2" |  |  |  |  | THDF | 11.0744 | RF |  |  | mm | 60.325 | 2 | 638.6897 | 2685.0483 | 443.1682 | 6000 |  | New | [7 empty] | N-9 |  | SHOP |  | 216527
Nozzle, ASME B36.19 | ASME B36.19 |  |  |  | Nozzle, 1/8" ND, ASME B36.19 | Nozzle |  | 1/8" |  |  |  |  | PL | 0 | RF |  |  | mm | 10.287 | 0.125 | -144.9946 | 780.0483 | 522.3826 | 300 | [9 empty] | N-16 |  | SHOP |  | 216530
Nozzle, ASME B36.19 | ASME B36.19 |  |  |  | Nozzle, 3/4" ND, ASME B36.19 | Nozzle |  | 3/4" |  |  |  |  | PL | 0 | RF |  |  | mm | 26.67 | 0.75 | 609.2456 | 3243.8483 | 707.095 | 300 | [9 empty] | N-14 |  | SHOP |  | 216534
Nozzle, ASME B36.19 | ASME B36.19 |  |  |  | Nozzle, 3/4" ND, ASME B36.19 | Nozzle |  | 3/4" |  |  |  |  | PL | 0 | RF |  |  | mm | 26.67 | 0.75 | 647.0154 | 1923.0483 | 522.3826 | 300 | [9 empty] | N-10 |  | SHOP |  | 216535
CAP, BW, SCH 80, B16.9, A234 WPB | ASME B16.9 |  |  |  | CAP BW | CAP | D | 6" |  |  | TYPE=CAP,SKEY=KABW |  | BV | 0 |  |  |  | mm | 168.275 | 6 | 1359.3426 | 12425.2155 | 581.9962 |  |  | Existing |  | 4 | KG | [6 empty] | SHOP | SKID_GAS_RECUPERADO | 244009
CAP, SW, 3000#, B16.11, A105 | ASME B16.11 |  |  |  | CAP SW | CAP | B | 1" |  |  | TYPE=CAP,SKEY=KASW |  | SW | 0.5 |  |  |  | mm | 33.401 | 1 | 212.3462 | 13179.92 | 214.5756 | 3000 |  | New |  |  | KG | [6 empty] | SHOP | SKID_GAS_RECUPERADO | 244010
CAP, BW, SCH 40, B16.9, A234 WPB | ASME B16.9 |  |  |  | CAP BW | CAP | B | 6" |  |  | TYPE=CAP,SKEY=KABW |  | BV | 0 |  |  |  | mm | 168.275 | 6 | 80.0028 | 11986.3101 | 3175.1411 |  |  | New |  | 3.6 | KG | [6 empty] | SHOP | SKID_GAS_RECUPERADO | 244011
CAP, BW, SCH 80, B16.9, A234 WPB | ASME B16.9 |  |  |  | CAP BW | CAP | D | 4" |  |  | TYPE=CAP,SKEY=KABW |  | BV | 0 |  |  |  | mm | 114.3 | 4 | 1093.8524 | 7734.0867 | 758.033 |  |  | New |  | 2 | KG | [6 empty] | SHOP | SKID_GAS_RECUPERADO | 244012
CAP, BW, SCH 80, B16.9, A234 WPB | ASME B16.9 |  |  |  | CAP BW | CAP | D | 4" |  |  | TYPE=CAP,SKEY=KABW |  | BV | 0 |  |  |  | mm | 114.3 | 4 | 1093.8524 | 7734.0867 | 1291.0723 |  |  | New |  | 2 | KG | [6 empty] | SHOP | SKID_GAS_RECUPERADO | 244013
CAP, BW, SCH 80, B16.9, A234 WPB | ASME B16.9 |  |  |  | CAP BW | CAP | D | 6" |  |  | TYPE=CAP,SKEY=KABW |  | BV | 0 |  |  |  | mm | 168.275 | 6 | 1359.3426 | 12425.2155 | 1813.0881 |  |  | Existing |  | 4 | KG | [6 empty] | SHOP | SKID_GAS_RECUPERADO | 244014
HEX HEAD BUSHING, 3000#, B16.11, A105 | ASME B16.11 |  |  |  | HEX HEAD BUSHING, 2"X1" ND, MPTXFPT, ASME B16.11 | Hex Head Bushing | D | 2"x1" |  |  | TYPE=COUPLING,SKEY=COSC |  | THDM | 0 |  |  |  | mm | 60.325 | 2 | 1359.3426 | 10477.0247 | 811.9962 |  |  | New |  | 0.6 | KG | [6 empty] | SHOP | SKID_GAS_RECUPERADO | 244015
UNION, SW, 3000#, MSS-SP-83, A105 | MSS-SP-83 |  |  |  | UNION | UNION | D | 1/2" |  |  | TYPE=UNION,SKEY=UNSW |  | SW | 0.5 |  |  |  | mm | 21.336 | 0.5 | 1359.3426 | 10375.7992 | 811.9962 | 3000 |  | New |  | 0.35 | KG | [6 empty] | SHOP | SKID_GAS_RECUPERADO | 244016
HEX HEAD BUSHING, 3000#, B16.11, A105 | ASME B16.11 |  |  |  | HEX HEAD BUSHING, 2"X1" ND, MPTXFPT, ASME B16.11 | Hex Head Bushing | D | 2"x1" |  |  | TYPE=COUPLING,SKEY=COSC |  | THDM | 0 |  |  |  | mm | 60.325 | 2 | 582.582 | 5855.7676 | 734.383 |  |  | New |  | 0.6 | KG | [6 empty] | SHOP | SKID_GAS_RECUPERADO | 244017
UNION, 3000#, SW, MSS-SP-83, A105 | MSS-SP-83 |  |  |  | UNION | UNION | B | 1" |  |  | TYPE=UNION,SKEY=UNSW |  | SW | 0.625 |  |  |  | mm | 33.401 | 1 | 211.9076 | 26.9875 | 214.5756 | 3000 |  | New |  | 0.78 | KG | [6 empty] | SHOP | SKID_GAS_RECUPERADO | 244018
UNION, SW, 3000#, MSS-SP-83, A105 | MSS-SP-83 |  |  |  | UNION | UNION | D | 1/2" |  |  | TYPE=UNION,SKEY=UNSW |  | SW | 0.5 |  |  |  | mm | 21.336 | 0.5 | 584.5249 | 9395.8331 | 214.5756 | 3000 |  | New |  | 0.35 | KG | [6 empty] | SHOP | SKID_GAS_RECUPERADO | 244019
UNION, SW, 3000#, MSS-SP-83, A105 | MSS-SP-83 |  |  |  | UNION | UNION | D | 1/2" |  |  | TYPE=UNION,SKEY=UNSW |  | SW | 0.5 |  |  |  | mm | 21.336 | 0.5 | 584.5098 | 8953.8765 | 214.5756 | 3000 |  | New |  | 0.35 | KG | [6 empty] | SHOP | SKID_GAS_RECUPERADO | 244020
HEX HEAD BUSHING, 3000#, B16.11, A105 | ASME B16.11 |  |  |  | HEX HEAD BUSHING, 2"X1" ND, MPTXFPT, ASME B16.11 | Hex Head Bushing | D | 2"x1" |  |  | TYPE=COUPLING,SKEY=COSC |  | THDM | 0 |  |  |  | mm | 60.325 | 2 | 584.5006 | 8268.7668 | 734.383 |  |  | New |  | 0.6 | KG | [6 empty] | SHOP | SKID_GAS_RECUPERADO | 244021
UNION, SW, 3000#, MSS-SP-83, A105 | MSS-SP-83 |  |  |  | UNION | UNION | D | 1/2" |  |  | TYPE=UNION,SKEY=UNSW |  | SW | 0.5 |  |  |  | mm | 21.336 | 0.5 | 584.5006 | 8268.7668 | 633.1575 | 3000 |  | New |  | 0.35 | KG | [6 empty] | SHOP | SKID_GAS_RECUPERADO | 244022
UNION, SW, 3000#, MSS-SP-83, A105 | MSS-SP-83 |  |  |  | UNION | UNION | D | 1/2" |  |  | TYPE=UNION,SKEY=UNSW |  | SW | 0.5 |  |  |  | mm | 21.336 | 0.5 | 231.0443 | 6760.7114 | 307.3387 | 3000 |  | New |  | 0.35 | KG | [6 empty] | SHOP | SKID_GAS_RECUPERADO | 244023
UNION, SW, 3000#, MSS-SP-83, A105 | MSS-SP-83 |  |  |  | UNION | UNION | D | 1/2" |  |  | TYPE=UNION,SKEY=UNSW |  | SW | 0.5 |  |  |  | mm | 21.336 | 0.5 | 231.0292 | 7202.6681 | 307.3387 | 3000 |  | New |  | 0.35 | KG | [6 empty] | SHOP | SKID_GAS_RECUPERADO | 244024
HEX HEAD BUSHING, 3000#, B16.11, A105 | ASME B16.11 |  |  |  | HEX HEAD BUSHING, 2"X1" ND, MPTXFPT, ASME B16.11 | Hex Head Bushing | D | 2"x1" |  |  | TYPE=COUPLING,SKEY=COSC |  | THDM | 0 |  |  |  | mm | 60.325 | 2 | 584.1977 | 7887.7669 | 734.383 |  |  | New |  | 0.6 | KG | [6 empty] | SHOP | SKID_GAS_RECUPERADO | 244025
UNION, SW, 3000#, MSS-SP-83, A105 | MSS-SP-83 |  |  |  | UNION | UNION | D | 1/2" |  |  | TYPE=UNION,SKEY=UNSW |  | SW | 0.5 |  |  |  | mm | 21.336 | 0.5 | 775.1514 | 10261.4746 | 214.5756 | 3000 |  | New |  | 0.35 | KG | [6 empty] | SHOP | SKID_GAS_RECUPERADO | 244026
UNION, SW, 3000#, MSS-SP-83, A105 | MSS-SP-83 |  |  |  | UNION | UNION | D | 1/2" |  |  | TYPE=UNION,SKEY=UNSW |  | SW | 0.5 |  |  |  | mm | 21.336 | 0.5 | 463.5668 | 10261.4853 | 214.5756 | 3000 |  | New |  | 0.35 | KG | [6 empty] | SHOP | SKID_GAS_RECUPERADO | 244027
UNION, SW, 3000#, MSS-SP-83, A105 | MSS-SP-83 |  |  |  | UNION | UNION | D | 3/4" |  |  | TYPE=UNION,SKEY=UNSW |  | SW | 0.5625 |  |  |  | mm | 26.67 | 0.75 | 1093.8524 | 8058.5241 | 1145.383 | 3000 |  | New |  | 0.55 | KG | [6 empty] | SHOP | SKID_GAS_RECUPERADO | 244028
UNION, SW, 3000#, MSS-SP-83, A105 | MSS-SP-83 |  |  |  | UNION | UNION | D | 3/4" |  |  | TYPE=UNION,SKEY=UNSW |  | SW | 0.5625 |  |  |  | mm | 26.67 | 0.75 | 1093.9044 | 8028.7902 | 905.6119 | 3000 |  | New |  | 0.55 | KG | [6 empty] | SHOP | SKID_GAS_RECUPERADO | 244029
HEX HEAD BUSHING, 3000#, B16.11, A105 | ASME B16.11 |  |  |  | HEX HEAD BUSHING, 1"X1/2" ND, MPTXFPT, ASME B16.11 | Hex Head Bushing | D | 1"x1/2" |  |  | TYPE=COUPLING,SKEY=COSC |  | THDM | 0 |  |  |  | mm | 33.401 | 1 | 1155.1996 | 13204.8657 | 533.05 |  |  | New |  | 0.15 | KG | [6 empty] | SHOP | SKID_GAS_RECUPERADO | 244030
UNION, SW, 3000#, MSS-SP-83, A105 | MSS-SP-83 |  |  |  | UNION | UNION | D | 1/2" |  |  | TYPE=UNION,SKEY=UNSW |  | SW | 0.5 |  |  |  | mm | 21.336 | 0.5 | 1877.2571 | 5627.7882 | 327.7468 | 3000 |  | New |  | 0.35 | KG | [6 empty] | SHOP | SKID_GAS_RECUPERADO | 244031
UNION, SW, 3000#, MSS-SP-83, A105 | MSS-SP-83 |  |  |  | UNION | UNION | D | 1/2" |  |  | TYPE=UNION,SKEY=UNSW |  | SW | 0.5 |  |  |  | mm | 21.336 | 0.5 | 1877.2419 | 5185.8316 | 327.7468 | 3000 |  | New |  | 0.35 | KG | [6 empty] | SHOP | SKID_GAS_RECUPERADO | 244032
HEX HEAD BUSHING, 3000#, B16.11, A105 | ASME B16.11 |  |  |  | HEX HEAD BUSHING, 2"X1" ND, MPTXFPT, ASME B16.11 | Hex Head Bushing | D | 2"x1" |  |  | TYPE=COUPLING,SKEY=COSC |  | THDM | 0 |  |  |  | mm | 60.325 | 2 | 2130.2714 | 7378.6474 | 734.383 |  |  | New |  | 0.6 | KG | [6 empty] | SHOP | SKID_GAS_RECUPERADO | 244033
HEX HEAD BUSHING, 3000#, B16.11, A105 | ASME B16.11 |  |  |  | HEX HEAD BUSHING, 2"X1" ND, MPTXFPT, ASME B16.11 | Hex Head Bushing | D | 2"x1" |  |  | TYPE=COUPLING,SKEY=COSC |  | THDM | 0 |  |  |  | mm | 60.325 | 2 | 2130.2714 | 4849.0716 | 734.383 |  |  | New |  | 0.6 | KG | [6 empty] | SHOP | SKID_GAS_RECUPERADO | 244034
UNION, SW, 3000#, MSS-SP-83, A105 | MSS-SP-83 |  |  |  | UNION | UNION | D | 1/2" |  |  | TYPE=UNION,SKEY=UNSW |  | SW | 0.5 |  |  |  | mm | 21.336 | 0.5 | 1771.9244 | 249.3141 | 208.5431 | 3000 |  | New |  | 0.35 | KG | [6 empty] | SHOP | SKID_GAS_RECUPERADO | 244036
UNION, SW, 3000#, MSS-SP-83, A105 | MSS-SP-83 |  |  |  | UNION | UNION | D | 1/2" |  |  | TYPE=UNION,SKEY=UNSW |  | SW | 0.5 |  |  |  | mm | 21.336 | 0.5 | 1329.9678 | 249.3293 | 208.5431 | 3000 |  | New |  | 0.35 | KG | [6 empty] | SHOP | SKID_GAS_RECUPERADO | 244037
UNION, 3000#, SW, MSS-SP-83, A105 | MSS-SP-83 |  |  |  | UNION | UNION | B | 1" |  |  | TYPE=UNION,SKEY=UNSW |  | SW | 0.625 |  |  |  | mm | 33.401 | 1 | 583.91 | 28.594 | 214.5756 | 3000 |  | New |  | 0.78 | KG | [6 empty] | SHOP | SKID_GAS_RECUPERADO | 244038
UNION, SW, 3000#, MSS-SP-83, A105 | MSS-SP-83 |  |  |  | UNION | UNION | D | 1/2" |  |  | TYPE=UNION,SKEY=UNSW |  | SW | 0.5 |  |  |  | mm | 21.336 | 0.5 | 1085.0041 | 13134.6702 | 533.05 | 3000 |  | New |  | 0.35 | KG | [6 empty] | SHOP | SKID_GAS_RECUPERADO | 244039
UNION, 3000#, SW, MSS-SP-83, A105 | MSS-SP-83 |  |  |  | UNION | UNION | B | 1" |  |  | TYPE=UNION,SKEY=UNSW |  | SW | 0.625 |  |  |  | mm | 33.401 | 1 | 307.9137 | 28.594 | 214.5756 | 3000 |  | New |  | 0.78 | KG | [6 empty] | SHOP | SKID_GAS_RECUPERADO | 244040
UNION, 3000#, NPT, MSS-SP-83, A105 | MSS-SP-83 |  |  |  | UNION, 1/2" ND, 3000 LB, FPT, MSS-SP-83 | UNION | A1A2 | 1/2" |  |  | TYPE=UNION,SKEY=UNSC |  | THDF | 12.7 |  |  |  | mm | 21.336 | 0.5 | 397.9137 | 26.9875 | 208.5431 | 3000 |  | New |  | 0.237 | KG | [6 empty] | SHOP | SKID_GAS_RECUPERADO | 244041
UNION, 3000#, SW, MSS-SP-83, A105 | MSS-SP-83 |  |  |  | UNION | UNION | B | 1/2" |  |  | TYPE=UNION,SKEY=UNSW |  | SW | 0.5 |  |  |  | mm | 21.336 | 0.5 | 1209.2584 | 7593.4337 | 214.5756 | 3000 |  | New |  | 0.35 | KG | [6 empty] | SHOP | SKID_GAS_RECUPERADO | 244042
HEX HEAD BUSHING, 3000#, B16.11, A105 | ASME B16.11 |  |  |  | HEX HEAD BUSHING, 1"X1/2" ND, MPTXFPT, ASME B16.11 | Hex Head Bushing | D | 1"x1/2" |  |  | TYPE=COUPLING,SKEY=COSC |  | THDM | 0 |  |  |  | mm | 33.401 | 1 | 1359.3426 | 10463.4992 | 811.9962 |  |  | New |  | 0.15 | KG | [6 empty] | SHOP | SKID_GAS_RECUPERADO | 244043
HEX HEAD BUSHING, 3000#, B16.11, A105 | ASME B16.11 |  |  |  | HEX HEAD BUSHING, 1"X1/2" ND, MPTXFPT, ASME B16.11 | Hex Head Bushing | D | 1"x1/2" |  |  | TYPE=COUPLING,SKEY=COSC |  | THDM | 0 |  |  |  | mm | 33.401 | 1 | 584.5006 | 8268.7668 | 720.8575 |  |  | New |  | 0.15 | KG | [6 empty] | SHOP | SKID_GAS_RECUPERADO | 244044
HEX HEAD BUSHING, 3000#, B16.11, A105 | ASME B16.11 |  |  |  | HEX HEAD BUSHING, 1"X1/2" ND, MPTXFPT, ASME B16.11 | Hex Head Bushing | D | 1"x1/2" |  |  | TYPE=COUPLING,SKEY=COSC |  | THDM | 0 |  |  |  | mm | 33.401 | 1 | 584.1977 | 7887.7669 | 720.8575 |  |  | New |  | 0.15 | KG | [6 empty] | SHOP | SKID_GAS_RECUPERADO | 244045
UNION, SW, 3000#, MSS-SP-83, A105 | MSS-SP-83 |  |  |  | UNION | UNION | D | 1/2" |  |  | TYPE=UNION,SKEY=UNSW |  | SW | 0.5 |  |  |  | mm | 21.336 | 0.5 | 582.582 | 5855.7676 | 633.1575 | 3000 |  | New |  | 0.35 | KG | [6 empty] | SHOP | SKID_GAS_RECUPERADO | 244046
UNION, SW, 3000#, MSS-SP-83, A105 | MSS-SP-83 |  |  |  | UNION | UNION | D | 1/2" |  |  | TYPE=UNION,SKEY=UNSW |  | SW | 0.5 |  |  |  | mm | 21.336 | 0.5 | 584.1977 | 7887.7669 | 633.1575 | 3000 |  | New |  | 0.35 | KG | [6 empty] | SHOP | SKID_GAS_RECUPERADO | 244047
HEX HEAD BUSHING, 3000#, B16.11, A105 | ASME B16.11 |  |  |  | HEX HEAD BUSHING, 1"X1/2" ND, MPTXFPT, ASME B16.11 | Hex Head Bushing | D | 1"x1/2" |  |  | TYPE=COUPLING,SKEY=COSC |  | THDM | 0 |  |  |  | mm | 33.401 | 1 | 582.582 | 5855.7676 | 720.8575 |  |  | New |  | 0.15 | KG | [6 empty] | SHOP | SKID_GAS_RECUPERADO | 244048
UNION, SW, 3000#, MSS-SP-83, A105 | MSS-SP-83 |  |  |  | UNION | UNION | D | 1" |  |  | TYPE=UNION,SKEY=UNSW |  | SW | 0.625 |  |  |  | mm | 33.401 | 1 | 2394.4894 | 1979.0061 | 3101.6857 | 3000 |  | New |  | 0.78 | KG | [6 empty] | SHOP | SKID_GAS_RECUPERADO | 244049
UNION, SW, 3000#, MSS-SP-83, A105 | MSS-SP-83 |  |  |  | UNION | UNION | D | 1" |  |  | TYPE=UNION,SKEY=UNSW |  | SW | 0.625 |  |  |  | mm | 33.401 | 1 | 2394.4894 | 1414.7597 | 3101.6857 | 3000 |  | New |  | 0.78 | KG | [6 empty] | SHOP | SKID_GAS_RECUPERADO | 244050
UNION, 3000#, SW, MSS-SP-83, A105 | MSS-SP-83 |  |  |  | UNION | UNION | B | 1" |  |  | TYPE=UNION,SKEY=UNSW |  | SW | 0.625 |  |  |  | mm | 33.401 | 1 | 1165.6101 | 2950.802 | 3375.1411 | 3000 |  | New |  | 0.78 | KG | [6 empty] | SHOP | SKID_GAS_RECUPERADO | 244051
UNION, 3000#, SW, MSS-SP-83, A105 | MSS-SP-83 |  |  |  | UNION | UNION | B | 1" |  |  | TYPE=UNION,SKEY=UNSW |  | SW | 0.625 |  |  |  | mm | 33.401 | 1 | 601.3638 | 2950.802 | 3375.1411 | 3000 |  | New |  | 0.78 | KG | [6 empty] | SHOP | SKID_GAS_RECUPERADO | 244052
UNION, 3000#, SW, MSS-SP-83, A105 | MSS-SP-83 |  |  |  | UNION | UNION | B | 1" |  |  | TYPE=UNION,SKEY=UNSW |  | SW | 0.625 |  |  |  | mm | 33.401 | 1 | 1440.5147 | 2950.802 | 3375.1411 | 3000 |  | New |  | 0.78 | KG | [6 empty] | SHOP | SKID_GAS_RECUPERADO | 244053
UNION, 3000#, SW, MSS-SP-83, A105 | MSS-SP-83 |  |  |  | UNION | UNION | B | 1" |  |  | TYPE=UNION,SKEY=UNSW |  | SW | 0.625 |  |  |  | mm | 33.401 | 1 | 1613.6336 | 2592.2021 | 1866.3068 | 3000 |  | New |  | 0.78 | KG | [6 empty] | SHOP | SKID_GAS_RECUPERADO | 244054
HEX HEAD BUSHING, 3000#, B16.11, A105 | ASME B16.11 |  |  |  | HEX HEAD BUSHING, 1"X1/2" ND, MPTXFPT, ASME B16.11 | Hex Head Bushing | B | 1"x1/2" |  |  | TYPE=COUPLING,SKEY=COSC |  | THDM | 0 |  |  |  | mm | 33.401 | 1 | 1613.6336 | 2692.2021 | 861.3068 |  |  | New |  | 0.15 | KG | [6 empty] | SHOP | SKID_GAS_RECUPERADO | 244055
HEX HEAD BUSHING, 3000#, B16.11, A105 | ASME B16.11 |  |  |  | HEX HEAD BUSHING, 1"X1/2" ND, MPTXFPT, ASME B16.11 | Hex Head Bushing | B | 1"x1/2" |  |  | TYPE=COUPLING,SKEY=COSC |  | THDM | 0 |  |  |  | mm | 33.401 | 1 | 1613.6336 | 3209.402 | 886.3068 |  |  | New |  | 0.15 | KG | [6 empty] | SHOP | SKID_GAS_RECUPERADO | 244056
UNION, 3000#, SW, MSS-SP-83, A105 | MSS-SP-83 |  |  |  | UNION | UNION | B | 1/2" |  |  | TYPE=UNION,SKEY=UNSW |  | SW | 0.5 |  |  |  | mm | 21.336 | 0.5 | 1296.7992 | 2568.7541 | 308.9942 | 3000 |  | New |  | 0.35 | KG | [6 empty] | SHOP | SKID_GAS_RECUPERADO | 244057
UNION, 3000#, SW, MSS-SP-83, A105 | MSS-SP-83 |  |  |  | UNION | UNION | B | 1/2" |  |  | TYPE=UNION,SKEY=UNSW |  | SW | 0.5 |  |  |  | mm | 21.336 | 0.5 | 854.8426 | 2568.7541 | 308.9942 | 3000 |  | New |  | 0.35 | KG | [6 empty] | SHOP | SKID_GAS_RECUPERADO | 244058
HEX HEAD BUSHING, 3000#, B16.11, A105 | ASME B16.11 |  |  |  | HEX HEAD BUSHING, 1"X1/2" ND, MPTXFPT, ASME B16.11 | Hex Head Bushing | B | 1"x1/2" |  |  | TYPE=COUPLING,SKEY=COSC |  | THDM | 0 |  |  |  | mm | 33.401 | 1 | 1613.6336 | 2950.802 | 467.7134 |  |  | New |  | 0.15 | KG | [6 empty] | SHOP | SKID_GAS_RECUPERADO | 244059
UNION, SW, 3000#, MSS-SP-83, A105 | MSS-SP-83 |  |  |  | UNION | UNION | D | 1 1/2" |  |  | TYPE=UNION,SKEY=UNSW |  | SW | 0.75 |  |  |  | mm | 48.26 | 1.5 | 1359.3426 | 10313.4992 | 3366.9962 | 3000 |  | New |  | 1.6 | KG | [6 empty] | SHOP | SKID_GAS_RECUPERADO | 244061
HEX HEAD BUSHING, 3000#, B16.11, A105 | ASME B16.11 |  |  |  | HEX HEAD BUSHING, 1"X1/2" ND, MPTXFPT, ASME B16.11 | Hex Head Bushing | D | 1"x1/2" |  |  | TYPE=COUPLING,SKEY=COSC |  | THDM | 0 |  |  |  | mm | 33.401 | 1 | 2130.2714 | 4849.0716 | 720.8575 |  |  | New |  | 0.15 | KG | [6 empty] | SHOP | SKID_GAS_RECUPERADO | 244062
UNION, SW, 3000#, MSS-SP-83, A105 | MSS-SP-83 |  |  |  | UNION | UNION | D | 1" |  |  | TYPE=UNION,SKEY=UNSW |  | SW | 0.625 |  |  |  | mm | 33.401 | 1 | 2508.3504 | 28.594 | 214.5756 | 3000 |  | New |  | 0.78 | KG | [6 empty] | SHOP | SKID_GAS_RECUPERADO | 244063
HEX HEAD BUSHING, 3000#, B16.11, A105 | ASME B16.11 |  |  |  | HEX HEAD BUSHING, 1"X1/2" ND, MPTXFPT, ASME B16.11 | Hex Head Bushing | D | 1"x1/2" |  |  | TYPE=COUPLING,SKEY=COSC |  | THDM | 0 |  |  |  | mm | 33.401 | 1 | 2130.2714 | 7378.6474 | 720.8575 |  |  | New |  | 0.15 | KG | [6 empty] | SHOP | SKID_GAS_RECUPERADO | 244064
COUPLING, SW, 6000#, B16.11, A105 | ASME B16.11 |  |  |  | COUPLING SW | COUPLING | D | 1" |  |  | TYPE=COUPLING,SKEY=COSW |  | SW | 0.625 |  |  |  | mm | 33.401 | 1 | 2508.3504 | 6044.469 | 214.5756 | 6000 |  | New |  | 0.22 | KG | [6 empty] | SHOP | SKID_GAS_RECUPERADO | 244065
UNION, SW, 3000#, MSS-SP-83, A105 | MSS-SP-83 |  |  |  | UNION | UNION | D | 1/2" |  |  | TYPE=UNION,SKEY=UNSW |  | SW | 0.5 |  |  |  | mm | 21.336 | 0.5 | 2130.2714 | 7378.6474 | 633.1575 | 3000 |  | New |  | 0.35 | KG | [6 empty] | SHOP | SKID_GAS_RECUPERADO | 244066
UNION, SW, 3000#, MSS-SP-83, A105 | MSS-SP-83 |  |  |  | UNION | UNION | D | 1" |  |  | TYPE=UNION,SKEY=UNSW |  | SW | 0.625 |  |  |  | mm | 33.401 | 1 | 2604.3504 | 28.594 | 214.5756 | 3000 |  | New |  | 0.78 | KG | [6 empty] | SHOP | SKID_GAS_RECUPERADO | 244067
COUPLING, SW, 6000#, B16.11, A105 | ASME B16.11 |  |  |  | COUPLING SW | COUPLING | D | 1" |  |  | TYPE=COUPLING,SKEY=COSW |  | SW | 0.625 |  |  |  | mm | 33.401 | 1 | 2604.3504 | 6044.469 | 214.5756 | 6000 |  | New |  | 0.22 | KG | [6 empty] | SHOP | SKID_GAS_RECUPERADO | 244068
COUPLING, SW, 6000#, B16.11, A105 | ASME B16.11 |  |  |  | COUPLING SW | COUPLING | D | 1" |  |  | TYPE=COUPLING,SKEY=COSW |  | SW | 0.625 |  |  |  | mm | 33.401 | 1 | 2604.3504 | 12044.469 | 214.5756 | 6000 |  | New |  | 0.22 | KG | [6 empty] | SHOP | SKID_GAS_RECUPERADO | 244069
COUPLING, SW, 6000#, B16.11, A105 | ASME B16.11 |  |  |  | COUPLING SW | COUPLING | D | 1" |  |  | TYPE=COUPLING,SKEY=COSW |  | SW | 0.625 |  |  |  | mm | 33.401 | 1 | 2508.3504 | 12044.469 | 214.5756 | 6000 |  | New |  | 0.22 | KG | [6 empty] | SHOP | SKID_GAS_RECUPERADO | 244070
UNION, 3000#, SW, MSS-SP-83, A105 | MSS-SP-83 |  |  |  | UNION | UNION | B | 3/4" |  |  | TYPE=UNION,SKEY=UNSW |  | SW | 0.5625 |  |  |  | mm | 26.67 | 0.75 | 1613.6336 | 3287.5526 | 2016.3068 | 3000 |  | New |  | 0.55 | KG | [6 empty] | SHOP | SKID_GAS_RECUPERADO | 244071
UNION, SW, 3000#, MSS-SP-83, A105 | MSS-SP-83 |  |  |  | UNION | UNION | D | 1" |  |  | TYPE=UNION,SKEY=UNSW |  | SW | 0.625 |  |  |  | mm | 33.401 | 1 | 1607.4725 | 12883.1206 | 6227.0372 | 3000 |  | New |  | 0.78 | KG | [6 empty] | SHOP | SKID_GAS_RECUPERADO | 244072
UNION, 3000#, SW, MSS-SP-83, A105 | MSS-SP-83 |  |  |  | UNION | UNION | B | 1/2" |  |  | TYPE=UNION,SKEY=UNSW |  | SW | 0.5 |  |  |  | mm | 21.336 | 0.5 | 487.9068 | 26.7741 | 208.5431 | 3000 |  | New |  | 0.35 | KG | [6 empty] | SHOP | SKID_GAS_RECUPERADO | 244073
UNION, 3000#, SW, MSS-SP-83, A105 | MSS-SP-83 |  |  |  | UNION | UNION | B | 1 1/2" |  |  | TYPE=UNION,SKEY=UNSW |  | SW | 0.75 |  |  |  | mm | 48.26 | 1.5 | 1613.6336 | 2950.802 | 2810.6592 | 3000 |  | New |  | 1.6 | KG | [6 empty] | SHOP | SKID_GAS_RECUPERADO | 244074
UNION, SW, 3000#, MSS-SP-83, A105 | MSS-SP-83 |  |  |  | UNION | UNION | D | 1/2" |  |  | TYPE=UNION,SKEY=UNSW |  | SW | 0.5 |  |  |  | mm | 21.336 | 0.5 | 1967.9784 | 4849.0685 | 327.7468 | 3000 |  | New |  | 0.35 | KG | [6 empty] | SHOP | SKID_GAS_RECUPERADO | 244075
UNION, 3000#, SW, MSS-SP-83, A105 | MSS-SP-83 |  |  |  | UNION | UNION | B | 1/2" |  |  | TYPE=UNION,SKEY=UNSW |  | SW | 0.5 |  |  |  | mm | 21.336 | 0.5 | 1613.6336 | 2568.7541 | 770.5588 | 3000 |  | New |  | 0.35 | KG | [6 empty] | SHOP | SKID_GAS_RECUPERADO | 244076
UNION, 3000#, SW, MSS-SP-83, A105 | MSS-SP-83 |  |  |  | UNION | UNION | B | 1/2" |  |  | TYPE=UNION,SKEY=UNSW |  | SW | 0.5 |  |  |  | mm | 21.336 | 0.5 | 1613.6336 | 3312.85 | 795.5588 | 3000 |  | New |  | 0.35 | KG | [6 empty] | SHOP | SKID_GAS_RECUPERADO | 244077
UNION, SW, 3000#, MSS-SP-83, A105 | MSS-SP-83 |  |  |  | UNION | UNION | D | 1/2" |  |  | TYPE=UNION,SKEY=UNSW |  | SW | 0.5 |  |  |  | mm | 21.336 | 0.5 | 1436.9824 | 7377.0317 | 214.5756 | 3000 |  | New |  | 0.35 | KG | [6 empty] | SHOP | SKID_GAS_RECUPERADO | 244078
UNION, SW, 3000#, MSS-SP-83, A105 | MSS-SP-83 |  |  |  | UNION | UNION | D | 1/2" |  |  | TYPE=UNION,SKEY=UNSW |  | SW | 0.5 |  |  |  | mm | 21.336 | 0.5 | 1862.6724 | 1460.21 | 736.9597 | 3000 |  | New |  | 0.35 | KG | [6 empty] | SHOP | SKID_GAS_RECUPERADO | 244079
UNION, SW, 3000#, MSS-SP-83, A105 | MSS-SP-83 |  |  |  | UNION | UNION | D | 1/2" |  |  | TYPE=UNION,SKEY=UNSW |  | SW | 0.5 |  |  |  | mm | 21.336 | 0.5 | 1613.6362 | 3510.094 | 208.5431 | 3000 |  | New |  | 0.35 | KG | [6 empty] | SHOP | SKID_GAS_RECUPERADO | 244080
UNION, SW, 3000#, MSS-SP-83, A105 | MSS-SP-83 |  |  |  | UNION | UNION | D | 1/2" |  |  | TYPE=UNION,SKEY=UNSW |  | SW | 0.5 |  |  |  | mm | 21.336 | 0.5 | 1613.6514 | 3952.0506 | 208.5431 | 3000 |  | New |  | 0.35 | KG | [6 empty] | SHOP | SKID_GAS_RECUPERADO | 244081
ELL 90 LR, SCH 80, BW, B16.9, A-234 WPB | ASME B16.9 |  |  |  | ELBOW 90 LR, 2" ND, SCH 80, BW, ASME B16.9 | ELBOW 90 LR | A3A2 | 2" |  | LR | SKEY=BEBW,TYPE=BEND |  | BV |  |  |  |  | mm | 60.325 | 2 | 80.0028 | 12888.1816 | 3880.4706 |  | 80 | New |  | 0.94 | KG | [6 empty] | SHOP | SKID_GAS_RECUPERADO | 244082
ELL 90 LR, BW, SCH 80, B16.9, A234 WPB | ASME B16.9 |  |  |  | ELL 90 LR | ELL 90 LR | D | 3" |  |  | TYPE=ELBOW,SKEY=ELBW |  | BV | 0 |  |  |  | mm | 88.9 | 3 | 581.9141 | 5015.8583 | 2383.3962 |  |  | New |  | 2.75 | KG | [6 empty] | SHOP | SKID_GAS_RECUPERADO | 244083
ELL 90 LR, BW, SCH 80, B16.9, A234 WPB | ASME B16.9 |  |  |  | ELL 90 LR | ELL 90 LR | D | 3" |  |  | TYPE=ELBOW,SKEY=ELBW |  | BV | 0 |  |  |  | mm | 88.9 | 3 | 581.9141 | 5015.8583 | 1297.783 |  |  | New |  | 2.75 | KG | [6 empty] | SHOP | SKID_GAS_RECUPERADO | 244084
ELL 90 LR, BW, SCH 80, B16.9, A234 WPB | ASME B16.9 |  |  |  | ELL 90 LR | ELL 90 LR | D | 4" |  |  | TYPE=ELBOW,SKEY=ELBW |  | BV | 0 |  |  |  | mm | 114.3 | 4 | 1359.3426 | 11116.5246 | 4977.3603 |  |  | New |  | 5.4 | KG | [6 empty] | SHOP | SKID_GAS_RECUPERADO | 244085
ELL 90 LR, BW, SCH 80, B16.9, A234 WPB | ASME B16.9 |  |  |  | ELL 90 LR | ELL 90 LR | D | 4" |  |  | TYPE=ELBOW,SKEY=ELBW |  | BV | 0 |  |  |  | mm | 114.3 | 4 | 585.0785 | 13435.5576 | 811.2627 |  |  | New |  | 5.4 | KG | [6 empty] | SHOP | SKID_GAS_RECUPERADO | 244086
ELL 90 LR, BW, SCH 80, B16.9, A234 WPB | ASME B16.9 |  |  |  | ELL 90 LR | ELL 90 LR | D | 4" |  |  | TYPE=ELBOW,SKEY=ELBW |  | BV | 0 |  |  |  | mm | 114.3 | 4 | 584.7026 | 13435.5576 | 4978.5339 |  |  | New |  | 5.4 | KG | [6 empty] | SHOP | SKID_GAS_RECUPERADO | 244087
ELL 90 LR, BW, SCH 80, B16.9, A234 WPB | ASME B16.9 |  |  |  | ELL 90 LR | ELL 90 LR | D | 4" |  |  | TYPE=ELBOW,SKEY=ELBW |  | BV | 0 |  |  |  | mm | 114.3 | 4 | 584.7026 | 8522.7667 | 3329.4479 |  |  | New |  | 5.4 | KG | [6 empty] | SHOP | SKID_GAS_RECUPERADO | 244088
ELL 90 LR, BW, SCH 80, B16.9, A234 WPB | ASME B16.9 |  |  |  | ELL 90 LR | ELL 90 LR | D | 4" |  |  | TYPE=ELBOW,SKEY=ELBW |  | BV | 0 |  |  |  | mm | 114.3 | 4 | 584.7026 | 11116.5246 | 4978.5338 |  |  | New |  | 5.4 | KG | [6 empty] | SHOP | SKID_GAS_RECUPERADO | 244089
ELL 90 LR, BW, SCH 80, B16.9, A234 WPB | ASME B16.9 |  |  |  | ELL 90 LR | ELL 90 LR | D | 4" |  |  | TYPE=ELBOW,SKEY=ELBW |  | BV | 0 |  |  |  | mm | 114.3 | 4 | 1385.5775 | 12889.8187 | 371.5009 |  |  | New |  | 5.4 | KG | [6 empty] | SHOP | SKID_GAS_RECUPERADO | 244090
ELL 90 LR, BW, SCH 80, B16.9, A234 WPB | ASME B16.9 |  |  |  | ELL 90 LR | ELL 90 LR | D | 4" |  |  | TYPE=ELBOW,SKEY=ELBW |  | BV | 0 |  |  |  | mm | 114.3 | 4 | 3010.8839 | 13315.2 | 2102.3288 |  |  | New |  | 5.4 | KG | [6 empty] | SHOP | SKID_GAS_RECUPERADO | 244091
ELL 90 LR, BW, SCH 80, B16.9, A234 WPB | ASME B16.9 |  |  |  | ELL 90 LR | ELL 90 LR | D | 4" |  |  | TYPE=ELBOW,SKEY=ELBW |  | BV | 0 |  |  |  | mm | 114.3 | 4 | 2185.0149 | 1460.21 | 2757.7077 |  |  | New |  | 5.4 | KG | [6 empty] | SHOP | SKID_GAS_RECUPERADO | 244092
ELL 90 LR, BW, SCH 80, B16.9, A234 WPB | ASME B16.9 |  |  |  | ELL 90 LR | ELL 90 LR | D | 4" |  |  | TYPE=ELBOW,SKEY=ELBW |  | BV | 0 |  |  |  | mm | 114.3 | 4 | 3010.8839 | 1460.21 | 2102.3288 |  |  | New |  | 5.4 | KG | [6 empty] | SHOP | SKID_GAS_RECUPERADO | 244093
ELL 90, SW, 3000#, B16.11, A105 | ASME B16.11 |  |  |  | ELL 90 SW | ELL 90 | D | 1/2" |  |  | TYPE=ELBOW,SKEY=ELSW |  | SW | 0.38 |  |  |  | mm | 21.336 | 0.5 | 1359.3426 | 10261.4546 | 811.9962 | 3000 |  | New |  | 0.15 | KG | [6 empty] | SHOP | SKID_GAS_RECUPERADO | 244094
ELL 90, SW, 3000#, B16.11, A105 | ASME B16.11 |  |  |  | ELL 90 SW | ELL 90 | D | 1/2" |  |  | TYPE=ELBOW,SKEY=ELSW |  | SW | 0.38 |  |  |  | mm | 21.336 | 0.5 | 1359.3426 | 10261.4546 | 214.5756 | 3000 |  | New |  | 0.15 | KG | [6 empty] | SHOP | SKID_GAS_RECUPERADO | 244095
ELL 90, SW, 3000#, B16.11, A105 | ASME B16.11 |  |  |  | ELL 90 SW | ELL 90 | D | 1/2" |  |  | TYPE=ELBOW,SKEY=ELSW |  | SW | 0.38 |  |  |  | mm | 21.336 | 0.5 | 1102.7723 | 10406.1922 | 214.5756 | 3000 |  | New |  | 0.15 | KG | [6 empty] | SHOP | SKID_GAS_RECUPERADO | 244096
ELL 90, SW, 3000#, B16.11, A105 | ASME B16.11 |  |  |  | ELL 90 SW | ELL 90 | B | 1/2" |  |  | TYPE=ELBOW,SKEY=ELSW |  | SW | 0.38 |  |  |  | mm | 21.336 | 0.5 | 584.1977 | 5855.7676 | 214.5756 | 3000 |  | New |  | 0.15 | KG | [6 empty] | SHOP | SKID_GAS_RECUPERADO | 244097
ELL 90, SW, 3000#, B16.11, A105 | ASME B16.11 |  |  |  | ELL 90 SW | ELL 90 | D | 1/2" |  |  | TYPE=ELBOW,SKEY=ELSW |  | SW | 0.38 |  |  |  | mm | 21.336 | 0.5 | 729.2354 | 8863.1236 | 214.5756 | 3000 |  | New |  | 0.15 | KG | [6 empty] | SHOP | SKID_GAS_RECUPERADO | 244098
ELL 90, SW, 3000#, B16.11, A105 | ASME B16.11 |  |  |  | ELL 90 SW | ELL 90 | D | 1/2" |  |  | TYPE=ELBOW,SKEY=ELSW |  | SW | 0.38 |  |  |  | mm | 21.336 | 0.5 | 584.4981 | 8268.7668 | 214.5756 | 3000 |  | New |  | 0.15 | KG | [6 empty] | SHOP | SKID_GAS_RECUPERADO | 244099
ELL 90, SW, 3000#, B16.11, A105 | ASME B16.11 |  |  |  | ELL 90 SW | ELL 90 | B | 1/2" |  |  | TYPE=ELBOW,SKEY=ELSW |  | SW | 0.38 |  |  |  | mm | 21.336 | 0.5 | 729.241 | 9747.0407 | 214.5756 | 3000 |  | New |  | 0.15 | KG | [6 empty] | SHOP | SKID_GAS_RECUPERADO | 244101
ELL 90, SW, 3000#, B16.11, A105 | ASME B16.11 |  |  |  | ELL 90 SW | ELL 90 | D | 1/2" |  |  | TYPE=ELBOW,SKEY=ELSW |  | SW | 0.38 |  |  |  | mm | 21.336 | 0.5 | 375.7549 | 7293.4209 | 307.3387 | 3000 |  | New |  | 0.15 | KG | [6 empty] | SHOP | SKID_GAS_RECUPERADO | 244102
ELL 90, SW, 3000#, B16.11, A105 | ASME B16.11 |  |  |  | ELL 90 SW | ELL 90 | D | 1/2" |  |  | TYPE=ELBOW,SKEY=ELSW |  | SW | 0.38 |  |  |  | mm | 21.336 | 0.5 | 231.7419 | 7887.7777 | 307.3387 | 3000 |  | New |  | 0.15 | KG | [6 empty] | SHOP | SKID_GAS_RECUPERADO | 244103
ELL 90, SW, 3000#, B16.11, A105 | ASME B16.11 |  |  |  | ELL 90 SW | ELL 90 | B | 1/2" |  |  | TYPE=ELBOW,SKEY=ELSW |  | SW | 0.38 |  |  |  | mm | 21.336 | 0.5 | 375.7604 | 6409.5038 | 307.3387 | 3000 |  | New |  | 0.15 | KG | [6 empty] | SHOP | SKID_GAS_RECUPERADO | 244104
ELL 90, SW, 3000#, B16.11, A105 | ASME B16.11 |  |  |  | ELL 90 SW | ELL 90 | D | 1 1/2" |  |  | TYPE=ELBOW,SKEY=ELSW |  | SW | 0.5 |  |  |  | mm | 48.26 | 1.5 | 1227.2776 | 8522.7667 | 3029.4479 | 3000 |  | New |  | 0.96 | KG | [6 empty] | SHOP | SKID_GAS_RECUPERADO | 244105
ELL 90 LR, BW, SCH 40, B16.9, A234 WPB | ASME B16.9 |  |  |  | ELL 90 LR | ELL 90 LR | B | 3" |  |  | TYPE=ELBOW,SKEY=ELBW |  | BV | 0 |  |  |  | mm | 88.9 | 3 | 1227.2776 | 7613.1161 | 3761.0937 |  |  | New |  | 2.03 | KG | [6 empty] | SHOP | SKID_GAS_RECUPERADO | 244106
ELL 90, SW, 3000#, B16.11, A105 | ASME B16.11 |  |  |  | ELL 90 SW | ELL 90 | D | 3/4" |  |  | TYPE=ELBOW,SKEY=ELSW |  | SW | 0.5 |  |  |  | mm | 26.67 | 0.75 | 1093.8524 | 8268.44 | 1145.383 | 3000 |  | New |  | 0.24 | KG | [6 empty] | SHOP | SKID_GAS_RECUPERADO | 244107
ELL 90, SW, 3000#, B16.11, A105 | ASME B16.11 |  |  |  | ELL 90 SW | ELL 90 | D | 3/4" |  |  | TYPE=ELBOW,SKEY=ELSW |  | SW | 0.5 |  |  |  | mm | 26.67 | 0.75 | 1093.9268 | 8268.64 | 905.6119 | 3000 |  | New |  | 0.24 | KG | [6 empty] | SHOP | SKID_GAS_RECUPERADO | 244108
ELL 90, SW, 3000#, B16.11, A105 | ASME B16.11 |  |  |  | ELL 90 SW | ELL 90 | D | 1/2" |  |  | TYPE=ELBOW,SKEY=ELSW |  | SW | 0.38 |  |  |  | mm | 21.336 | 0.5 | 1012.6534 | 13062.3195 | 533.05 | 3000 |  | New |  | 0.15 | KG | [6 empty] | SHOP | SKID_GAS_RECUPERADO | 244109
ELL 90, SW, 3000#, B16.11, A105 | ASME B16.11 |  |  |  | ELL 90 SW | ELL 90 | D | 1/2" |  |  | TYPE=ELBOW,SKEY=ELSW |  | SW | 0.38 |  |  |  | mm | 21.336 | 0.5 | 1012.6534 | 13062.3195 | 214.5756 | 3000 |  | New |  | 0.15 | KG | [6 empty] | SHOP | SKID_GAS_RECUPERADO | 244110
ELL 90, SW, 3000#, B16.11, A105 | ASME B16.11 |  |  |  | ELL 90 SW | ELL 90 | D | 3/4" |  |  | TYPE=ELBOW,SKEY=ELSW |  | SW | 0.5 |  |  |  | mm | 26.67 | 0.75 | 1385.2676 | 13828.7351 | 863.25 | 3000 |  | New |  | 0.24 | KG | [6 empty] | SHOP | SKID_GAS_RECUPERADO | 244111
ELL 90, SW, 3000#, B16.11, A105 | ASME B16.11 |  |  |  | ELL 90 SW | ELL 90 | D | 3/4" |  |  | TYPE=ELBOW,SKEY=ELSW |  | SW | 0.5 |  |  |  | mm | 26.67 | 0.75 | 1385.2676 | 13828.7351 | 533.05 | 3000 |  | New |  | 0.24 | KG | [6 empty] | SHOP | SKID_GAS_RECUPERADO | 244112
ELL 90, SW, 3000#, B16.11, A105 | ASME B16.11 |  |  |  | ELL 90 SW | ELL 90 | D | 1/2" |  |  | TYPE=ELBOW,SKEY=ELSW |  | SW | 0.38 |  |  |  | mm | 21.336 | 0.5 | 2021.9676 | 5095.0787 | 327.7468 | 3000 |  | New |  | 0.15 | KG | [6 empty] | SHOP | SKID_GAS_RECUPERADO | 244113
ELL 90, SW, 3000#, B16.11, A105 | ASME B16.11 |  |  |  | ELL 90 SW | ELL 90 | D | 1/2" |  |  | TYPE=ELBOW,SKEY=ELSW |  | SW | 0.38 |  |  |  | mm | 21.336 | 0.5 | 1877.2304 | 4849.0716 | 327.7468 | 3000 |  | New |  | 0.15 | KG | [6 empty] | SHOP | SKID_GAS_RECUPERADO | 244114
ELL 90, SW, 3000#, B16.11, A105 | ASME B16.11 |  |  |  | ELL 90 SW | ELL 90 | B | 1/2" |  |  | TYPE=ELBOW,SKEY=ELSW |  | SW | 0.38 |  |  |  | mm | 21.336 | 0.5 | 2021.9731 | 5978.9959 | 327.7468 | 3000 |  | New |  | 0.15 | KG | [6 empty] | SHOP | SKID_GAS_RECUPERADO | 244115
ELL 90, SW, 3000#, B16.11, A105 | ASME B16.11 |  |  |  | ELL 90 SW | ELL 90 | B | 1/2" |  |  | TYPE=ELBOW,SKEY=ELSW |  | SW | 0.38 |  |  |  | mm | 21.336 | 0.5 | 2130.2714 | 7377.0317 | 214.5756 | 3000 |  | New |  | 0.15 | KG | [6 empty] | SHOP | SKID_GAS_RECUPERADO | 244116
ELL 90, SW, 3000#, B16.11, A105 | ASME B16.11 |  |  |  | ELL 90 SW | ELL 90 | B | 1/2" |  |  | TYPE=ELBOW,SKEY=ELSW |  | SW | 0.38 |  |  |  | mm | 21.336 | 0.5 | 978.7601 | 355.8157 | 208.5431 | 3000 |  | New |  | 0.15 | KG | [6 empty] | SHOP | SKID_GAS_RECUPERADO | 244117
ELL 90 LR, BW, SCH 80, B16.9, A234 WPB | ASME B16.9 |  |  |  | ELL 90 LR | ELL 90 LR | D | 4" |  |  | TYPE=ELBOW,SKEY=ELBW |  | BV | 0 |  |  |  | mm | 114.3 | 4 | 1127.3007 | 741.4213 | 4522.7209 |  |  | New |  | 5.4 | KG | [6 empty] | SHOP | SKID_GAS_RECUPERADO | 244118
ELL 90 LR, BW, SCH 80, B16.9, A234 WPB | ASME B16.9 |  |  |  | ELL 90 LR | ELL 90 LR | D | 4" |  |  | TYPE=ELBOW,SKEY=ELBW |  | BV | 0 |  |  |  | mm | 114.3 | 4 | 1261.8645 | 1460.21 | 4522.7209 |  |  | New |  | 5.4 | KG | [6 empty] | SHOP | SKID_GAS_RECUPERADO | 244119
ELL 90, SW, 3000#, B16.11, A105 | ASME B16.11 |  |  |  | ELL 90 SW | ELL 90 | B | 1" |  |  | TYPE=ELBOW,SKEY=ELSW |  | SW | 0.5 |  |  |  | mm | 33.401 | 1 | 307.9137 | 5727.4457 | 214.5756 | 3000 |  | New |  | 0.38 | KG | [6 empty] | SHOP | SKID_GAS_RECUPERADO | 244120
ELL 90, SW, 3000#, B16.11, A105 | ASME B16.11 |  |  |  | ELL 90 SW | ELL 90 | B | 1" |  |  | TYPE=ELBOW,SKEY=ELSW |  | SW | 0.5 |  |  |  | mm | 33.401 | 1 | 1209.2584 | 5727.4457 | 214.5756 | 3000 |  | New |  | 0.38 | KG | [6 empty] | SHOP | SKID_GAS_RECUPERADO | 244121
ELL 90, 3000#, NPT, B16.11, A-105 | ASME B16.11 |  |  |  | ELL 90, 1/2" ND, 3000 LB, FPT, ASME B16.11 | ELL 90 | A1A2 | 1/2" |  |  | TYPE=ELBOW,SKEY=ELSC |  | THDF | 13.556 |  |  |  | mm | 21.336 | 0.5 | 397.9137 | 5637.4457 | 208.5431 | 3000 |  | New |  | 0.19 | KG | [6 empty] | SHOP | SKID_GAS_RECUPERADO | 244122
ELL 90, SW, 3000#, B16.11, A105 | ASME B16.11 |  |  |  | ELL 90 SW | ELL 90 | D | 1/2" |  |  | TYPE=ELBOW,SKEY=ELSW |  | SW | 0.38 |  |  |  | mm | 21.336 | 0.5 | 584.1977 | 7887.7656 | 307.3387 | 3000 |  | New |  | 0.15 | KG | [6 empty] | SHOP | SKID_GAS_RECUPERADO | 244123
ELL 90 LR, BW, SCH 40, B16.9, A234 WPB | ASME B16.9 |  |  |  | ELL 90 LR | ELL 90 LR | B | 3" |  |  | TYPE=ELBOW,SKEY=ELBW |  | BV | 0 |  |  |  | mm | 88.9 | 3 | 80.0028 | 2067.4101 | 4188.2637 |  |  | New |  | 2.03 | KG | [6 empty] | SHOP | SKID_GAS_RECUPERADO | 244124
ELL 90, SW, 3000#, B16.11, A105 | ASME B16.11 |  |  |  | ELL 90 SW | ELL 90 | D | 1" |  |  | TYPE=ELBOW,SKEY=ELSW |  | SW | 0.5 |  |  |  | mm | 33.401 | 1 | 2722.4251 | 348.4815 | 3101.6857 | 3000 |  | New |  | 0.38 | KG | [6 empty] | SHOP | SKID_GAS_RECUPERADO | 244125
ELL 90 LR, BW, SCH 80, B16.9, A234 WPB | ASME B16.9 |  |  |  | ELL 90 LR | ELL 90 LR | D | 4" |  |  | TYPE=ELBOW,SKEY=ELBW |  | BV | 0 |  |  |  | mm | 114.3 | 4 | 1127.3007 | 741.4213 | 3101.6857 |  |  | New |  | 5.4 | KG | [6 empty] | SHOP | SKID_GAS_RECUPERADO | 244126
ELL 90, SW, 3000#, B16.11, A105 | ASME B16.11 |  |  |  | ELL 90 SW | ELL 90 | D | 1" |  |  | TYPE=ELBOW,SKEY=ELSW |  | SW | 0.5 |  |  |  | mm | 33.401 | 1 | 2236.1037 | 1262.2071 | 3101.6857 | 3000 |  | New |  | 0.38 | KG | [6 empty] | SHOP | SKID_GAS_RECUPERADO | 244127
ELL 90, SW, 3000#, B16.11, A105 | ASME B16.11 |  |  |  | ELL 90 SW | ELL 90 | B | 1 1/2" |  |  | TYPE=ELBOW,SKEY=ELSW |  | SW | 0.5 |  |  |  | mm | 48.26 | 1.5 | 3311.5743 | 2950.802 | 3109.8899 | 3000 |  | New |  | 0.96 | KG | [6 empty] | SHOP | SKID_GAS_RECUPERADO | 244128
ELL 90, SW, 3000#, B16.11, A105 | ASME B16.11 |  |  |  | ELL 90 SW | ELL 90 | B | 1" |  |  | TYPE=ELBOW,SKEY=ELSW |  | SW | 0.5 |  |  |  | mm | 33.401 | 1 | 1318.1627 | 2792.4163 | 3375.1411 | 3000 |  | New |  | 0.38 | KG | [6 empty] | SHOP | SKID_GAS_RECUPERADO | 244129
ELL 90, SW, 3000#, B16.11, A105 | ASME B16.11 |  |  |  | ELL 90 SW | ELL 90 | B | 1" |  |  | TYPE=ELBOW,SKEY=ELSW |  | SW | 0.5 |  |  |  | mm | 33.401 | 1 | 1613.6336 | 2950.802 | 3375.1411 | 3000 |  | New |  | 0.38 | KG | [6 empty] | SHOP | SKID_GAS_RECUPERADO | 244130
ELL 90, SW, 3000#, B16.11, A105 | ASME B16.11 |  |  |  | ELL 90 SW | ELL 90 | B | 1" |  |  | TYPE=ELBOW,SKEY=ELSW |  | SW | 0.5 |  |  |  | mm | 33.401 | 1 | 2394.4894 | 2417.9441 | 3101.6857 | 3000 |  | New |  | 0.38 | KG | [6 empty] | SHOP | SKID_GAS_RECUPERADO | 244131
ELL 90, SW, 3000#, B16.11, A105 | ASME B16.11 |  |  |  | ELL 90 SW | ELL 90 | B | 1" |  |  | TYPE=ELBOW,SKEY=ELSW |  | SW | 0.5 |  |  |  | mm | 33.401 | 1 | 1613.6336 | 2417.9441 | 3101.6857 | 3000 |  | New |  | 0.38 | KG | [6 empty] | SHOP | SKID_GAS_RECUPERADO | 244132
ELL 90, SW, 3000#, B16.11, A105 | ASME B16.11 |  |  |  | ELL 90 SW | ELL 90 | B | 1/2" |  |  | TYPE=ELBOW,SKEY=ELSW |  | SW | 0.38 |  |  |  | mm | 21.336 | 0.5 | 1613.6336 | 2568.7541 | 861.3068 | 3000 |  | New |  | 0.15 | KG | [6 empty] | SHOP | SKID_GAS_RECUPERADO | 244133
ELL 90, SW, 3000#, B16.11, A105 | ASME B16.11 |  |  |  | ELL 90 SW | ELL 90 | B | 1/2" |  |  | TYPE=ELBOW,SKEY=ELSW |  | SW | 0.38 |  |  |  | mm | 21.336 | 0.5 | 1613.6336 | 3312.85 | 886.3068 | 3000 |  | New |  | 0.15 | KG | [6 empty] | SHOP | SKID_GAS_RECUPERADO | 244134
ELL 90, SW, 3000#, B16.11, A105 | ASME B16.11 |  |  |  | ELL 90 SW | ELL 90 | B | 1/2" |  |  | TYPE=ELBOW,SKEY=ELSW |  | SW | 0.38 |  |  |  | mm | 21.336 | 0.5 | 1613.6336 | 2568.7541 | 308.9942 | 3000 |  | New |  | 0.15 | KG | [6 empty] | SHOP | SKID_GAS_RECUPERADO | 244135
ELL 45, SW, 3000#, B16.11, A105 | ASME B16.11 |  |  |  | ELL 45 SW | ELL 45 | B | 1/2" |  |  | TYPE=ELBOW,SKEY=ELSW |  | SW | 0.38 |  |  |  | mm | 21.336 | 0.5 | 498.3648 | 2568.7541 | 308.9942 | 3000 |  | New |  | 0.13 | KG | [6 empty] | SHOP | SKID_GAS_RECUPERADO | 244136
ELL 45, SW, 3000#, B16.11, A105 | ASME B16.11 |  |  |  | ELL 45 SW | ELL 45 | B | 1" |  |  | TYPE=ELBOW,SKEY=ELSW |  | SW | 0.5 |  |  |  | mm | 33.401 | 1 | 333.8788 | 2950.7978 | 92.7044 | 3000 |  | New |  | 0.34 | KG | [6 empty] | SHOP | SKID_GAS_RECUPERADO | 244137
ELL 90, SW, 3000#, B16.11, A105 | ASME B16.11 |  |  |  | ELL 90 SW | ELL 90 | B | 1/2" |  |  | TYPE=ELBOW,SKEY=ELSW |  | SW | 0.38 |  |  |  | mm | 21.336 | 0.5 | 1613.6336 | 2950.802 | 308.9942 | 3000 |  | New |  | 0.15 | KG | [6 empty] | SHOP | SKID_GAS_RECUPERADO | 244138
ELL 90, SW, 3000#, B16.11, A105 | ASME B16.11 |  |  |  | ELL 90 SW | ELL 90 | B | 1" |  |  | TYPE=ELBOW,SKEY=ELSW |  | SW | 0.5 |  |  |  | mm | 33.401 | 1 | 1125.9658 | 2950.7671 | 1124.6733 | 3000 |  | New |  | 0.38 | KG | [6 empty] | SHOP | SKID_GAS_RECUPERADO | 244139
ELL 90, SW, 3000#, B16.11, A105 | ASME B16.11 |  |  |  | ELL 90 SW | ELL 90 | B | 1/2" |  |  | TYPE=ELBOW,SKEY=ELSW |  | SW | 0.38 |  |  |  | mm | 21.336 | 0.5 | 1411.1438 | 2675.2501 | 308.9942 | 3000 |  | New |  | 0.15 | KG | [6 empty] | SHOP | SKID_GAS_RECUPERADO | 244140
ELL 45, SW, 3000#, B16.11, A105 | ASME B16.11 |  |  |  | ELL 45 SW | ELL 45 | B | 1/2" |  |  | TYPE=ELBOW,SKEY=ELSW |  | SW | 0.38 |  |  |  | mm | 21.336 | 0.5 | 498.3648 | 2675.2501 | 308.9942 | 3000 |  | New |  | 0.13 | KG | [6 empty] | SHOP | SKID_GAS_RECUPERADO | 244141
ELL 45, SW, 3000#, B16.11, A105 | ASME B16.11 |  |  |  | ELL 45 SW | ELL 45 | B | 1/2" |  |  | TYPE=ELBOW,SKEY=ELSW |  | SW | 0.38 |  |  |  | mm | 21.336 | 0.5 | 306.5301 | 5979.0634 | 120.1571 | 3000 |  | New |  | 0.13 | KG | [6 empty] | SHOP | SKID_GAS_RECUPERADO | 244142
ELL 90 LR, BW, SCH 40, B16.9, A234 WPB | ASME B16.9 |  |  |  | ELL 90 LR | ELL 90 LR | B | 3" |  |  | TYPE=ELBOW,SKEY=ELBW |  | BV | 0 |  |  |  | mm | 88.9 | 3 | 80.0028 | 9674.8267 | 4415.9022 |  |  | New |  | 2.03 | KG | [6 empty] | SHOP | SKID_GAS_RECUPERADO | 244143
ELL 90 LR, BW, SCH 40, B16.9, A234 WPB | ASME B16.9 |  |  |  | ELL 90 LR | ELL 90 LR | B | 3" |  |  | TYPE=ELBOW,SKEY=ELBW |  | BV | 0 |  |  |  | mm | 88.9 | 3 | 80.0028 | 10254.2267 | 4415.9022 |  |  | New |  | 2.03 | KG | [6 empty] | SHOP | SKID_GAS_RECUPERADO | 244144
ELL 90 LR, BW, SCH 80, B16.9, A234 WPB | ASME B16.9 |  |  |  | ELL 90 LR | ELL 90 LR | D | 3" |  |  | TYPE=ELBOW,SKEY=ELBW |  | BV | 0 |  |  |  | mm | 88.9 | 3 | 1359.3426 | 10029.8982 | 2383.3962 |  |  | New |  | 2.75 | KG | [6 empty] | SHOP | SKID_GAS_RECUPERADO | 244145
ELL 90 LR, BW, SCH 80, B16.9, A234 WPB | ASME B16.9 |  |  |  | ELL 90 LR | ELL 90 LR | D | 3" |  |  | TYPE=ELBOW,SKEY=ELBW |  | BV | 0 |  |  |  | mm | 88.9 | 3 | 1359.3426 | 10029.8982 | 2611.9962 |  |  | New |  | 2.75 | KG | [6 empty] | SHOP | SKID_GAS_RECUPERADO | 244146
ELL 45 LR, BW, SCH 80, B16.9, A234 WPB | ASME B16.9 |  |  |  | ELL 45 BW | ELL 45 LR | D | 3" |  |  | TYPE=ELBOW,SKEY=ELBW |  | BV | 0 |  |  |  | mm | 88.9 | 3 | 294.4399 | 8964.9955 | 2383.3962 |  |  | New |  | 1.37 | KG | [6 empty] | SHOP | SKID_GAS_RECUPERADO | 244147
ELL 90, SW, 3000#, B16.11, A105 | ASME B16.11 |  |  |  | ELL 90 SW | ELL 90 | D | 1 1/2" |  |  | TYPE=ELBOW,SKEY=ELSW |  | SW | 0.5 |  |  |  | mm | 48.26 | 1.5 | 1359.3426 | 9964.5267 | 3366.9962 | 3000 |  | New |  | 0.96 | KG | [6 empty] | SHOP | SKID_GAS_RECUPERADO | 244148
ELL 90, SW, 3000#, B16.11, A105 | ASME B16.11 |  |  |  | ELL 90 SW | ELL 90 | D | 1 1/2" |  |  | TYPE=ELBOW,SKEY=ELSW |  | SW | 0.5 |  |  |  | mm | 48.26 | 1.5 | 1359.3426 | 9674.8267 | 3631.9049 | 3000 |  | New |  | 0.96 | KG | [6 empty] | SHOP | SKID_GAS_RECUPERADO | 244149
ELL 90, SW, 3000#, B16.11, A105 | ASME B16.11 |  |  |  | ELL 90 SW | ELL 90 | D | 1 1/2" |  |  | TYPE=ELBOW,SKEY=ELSW |  | SW | 0.5 |  |  |  | mm | 48.26 | 1.5 | 1359.3426 | 10254.2267 | 3631.9049 | 3000 |  | New |  | 0.96 | KG | [6 empty] | SHOP | SKID_GAS_RECUPERADO | 244150
ELL 90 LR, BW, SCH 80, B16.9, A234 WPB | ASME B16.9 |  |  |  | ELL 90 LR | ELL 90 LR | D | 4" |  |  | TYPE=ELBOW,SKEY=ELBW |  | BV | 0 |  |  |  | mm | 114.3 | 4 | 3010.8839 | 12626.525 | 2102.3288 |  |  | New |  | 5.4 | KG | [6 empty] | SHOP | SKID_GAS_RECUPERADO | 244151
ELL 90 LR, BW, SCH 80, B16.9, A234 WPB | ASME B16.9 |  |  |  | ELL 90 LR | ELL 90 LR | D | 4" |  |  | TYPE=ELBOW,SKEY=ELBW |  | BV | 0 |  |  |  | mm | 114.3 | 4 | 3010.8839 | 645.35 | 313.3327 |  |  | New |  | 5.4 | KG | [6 empty] | SHOP | SKID_GAS_RECUPERADO | 244152
ELL 90 LR, BW, SCH 80, B16.9, A234 WPB | ASME B16.9 |  |  |  | ELL 90 LR | ELL 90 LR | D | 4" |  |  | TYPE=ELBOW,SKEY=ELBW |  | BV | 0 |  |  |  | mm | 114.3 | 4 | 3010.8839 | 1334.025 | 313.3327 |  |  | New |  | 5.4 | KG | [6 empty] | SHOP | SKID_GAS_RECUPERADO | 244153
ELL 90 LR, BW, SCH 80, B16.9, A234 WPB | ASME B16.9 |  |  |  | ELL 90 LR | ELL 90 LR | D | 4" |  |  | TYPE=ELBOW,SKEY=ELBW |  | BV | 0 |  |  |  | mm | 114.3 | 4 | 2130.2714 | 8213.8503 | 1139.2057 |  |  | New |  | 5.4 | KG | [6 empty] | SHOP | SKID_GAS_RECUPERADO | 244154
ELL 90 LR, BW, SCH 80, B16.9, A234 WPB | ASME B16.9 |  |  |  | ELL 90 LR | ELL 90 LR | D | 4" |  |  | TYPE=ELBOW,SKEY=ELBW |  | BV | 0 |  |  |  | mm | 114.3 | 4 | 2130.2714 | 8213.8503 | 313.3327 |  |  | New |  | 5.4 | KG | [6 empty] | SHOP | SKID_GAS_RECUPERADO | 244155
ELL 45 LR, BW, SCH 80, B16.9, A234 WPB | ASME B16.9 |  |  |  | ELL 45 BW | ELL 45 LR | D | 4" |  |  | TYPE=ELBOW,SKEY=ELBW |  | BV | 0 |  |  |  | mm | 114.3 | 4 | 2278.3327 | 1377.9012 | 313.3327 |  |  | New |  | 2.7 | KG | [6 empty] | SHOP | SKID_GAS_RECUPERADO | 244156
ELL 90, SW, 3000#, B16.11, A105 | ASME B16.11 |  |  |  | ELL 90 SW | ELL 90 | B | 1" |  |  | TYPE=ELBOW,SKEY=ELSW |  | SW | 0.5 |  |  |  | mm | 33.401 | 1 | 1613.6336 | 3782.7325 | 3375.1411 | 3000 |  | New |  | 0.38 | KG | [6 empty] | SHOP | SKID_GAS_RECUPERADO | 244157
ELL 90, SW, 3000#, B16.11, A105 | ASME B16.11 |  |  |  | ELL 90 SW | ELL 90 | B | 3/4" |  |  | TYPE=ELBOW,SKEY=ELSW |  | SW | 0.5 |  |  |  | mm | 26.67 | 0.75 | 1613.6336 | 3782.7325 | 2016.3068 | 3000 |  | New |  | 0.24 | KG | [6 empty] | SHOP | SKID_GAS_RECUPERADO | 244158
ELL 90, SW, 3000#, B16.11, A105 | ASME B16.11 |  |  |  | ELL 90 SW | ELL 90 | D | 1" |  |  | TYPE=ELBOW,SKEY=ELSW |  | SW | 0.5 |  |  |  | mm | 33.401 | 1 | 2604.3504 | 12883.1206 | 214.5756 | 3000 |  | New |  | 0.38 | KG | [6 empty] | SHOP | SKID_GAS_RECUPERADO | 244159
ELL 90, SW, 3000#, B16.11, A105 | ASME B16.11 |  |  |  | ELL 90 SW | ELL 90 | D | 1" |  |  | TYPE=ELBOW,SKEY=ELSW |  | SW | 0.5 |  |  |  | mm | 33.401 | 1 | 2604.3504 | 12883.1206 | 2623.3795 | 3000 |  | New |  | 0.38 | KG | [6 empty] | SHOP | SKID_GAS_RECUPERADO | 244160
ELL 90, SW, 3000#, B16.11, A105 | ASME B16.11 |  |  |  | ELL 90 SW | ELL 90 | D | 1" |  |  | TYPE=ELBOW,SKEY=ELSW |  | SW | 0.5 |  |  |  | mm | 33.401 | 1 | 2508.3504 | 12883.1206 | 214.5756 | 3000 |  | New |  | 0.38 | KG | [6 empty] | SHOP | SKID_GAS_RECUPERADO | 244161
ELL 90, SW, 3000#, B16.11, A105 | ASME B16.11 |  |  |  | ELL 90 SW | ELL 90 | D | 1" |  |  | TYPE=ELBOW,SKEY=ELSW |  | SW | 0.5 |  |  |  | mm | 33.401 | 1 | 2508.3504 | 12883.1206 | 1188.8361 | 3000 |  | New |  | 0.38 | KG | [6 empty] | SHOP | SKID_GAS_RECUPERADO | 244162
ELL 90, SW, 3000#, B16.11, A105 | ASME B16.11 |  |  |  | ELL 90 SW | ELL 90 | D | 1" |  |  | TYPE=ELBOW,SKEY=ELSW |  | SW | 0.5 |  |  |  | mm | 33.401 | 1 | 1706.1418 | 12883.1206 | 6227.0372 | 3000 |  | New |  | 0.38 | KG | [6 empty] | SHOP | SKID_GAS_RECUPERADO | 244163
ELL 90, SW, 3000#, B16.11, A105 | ASME B16.11 |  |  |  | ELL 90 SW | ELL 90 | D | 1" |  |  | TYPE=ELBOW,SKEY=ELSW |  | SW | 0.5 |  |  |  | mm | 33.401 | 1 | 1706.1418 | 12883.1206 | 2623.3795 | 3000 |  | New |  | 0.38 | KG | [6 empty] | SHOP | SKID_GAS_RECUPERADO | 244164
ELL 90 LR, BW, SCH 80, B16.9, A234 WPB | ASME B16.9 |  |  |  | ELL 90 LR | ELL 90 LR | D | 4" |  |  | TYPE=ELBOW,SKEY=ELBW |  | BV | 0 |  |  |  | mm | 114.3 | 4 | 2503.9365 | 1840.9724 | 313.3327 |  |  | New |  | 5.4 | KG | [6 empty] | SHOP | SKID_GAS_RECUPERADO | 244165
ELL 90 LR, BW, SCH 80, B16.9, A234 WPB | ASME B16.9 |  |  |  | ELL 90 LR | ELL 90 LR | D | 4" |  |  | TYPE=ELBOW,SKEY=ELBW |  | BV | 0 |  |  |  | mm | 114.3 | 4 | 2185.0149 | 1460.21 | 2102.3288 |  |  | New |  | 5.4 | KG | [6 empty] | SHOP | SKID_GAS_RECUPERADO | 244166
ELL 45 LR, BW, SCH 80, B16.9, A234 WPB | ASME B16.9 |  |  |  | ELL 45 BW | ELL 45 LR | D | 4" |  |  | TYPE=ELBOW,SKEY=ELBW |  | BV | 0 |  |  |  | mm | 114.3 | 4 | 2635.0714 | 2611.9295 | 313.3327 |  |  | New |  | 2.7 | KG | [6 empty] | SHOP | SKID_GAS_RECUPERADO | 244167
ELL 45 LR, BW, SCH 80, B16.9, A234 WPB | ASME B16.9 |  |  |  | ELL 45 BW | ELL 45 LR | D | 4" |  |  | TYPE=ELBOW,SKEY=ELBW |  | BV | 0 |  |  |  | mm | 114.3 | 4 | 2278.3327 | 2255.1908 | 313.3327 |  |  | New |  | 2.7 | KG | [6 empty] | SHOP | SKID_GAS_RECUPERADO | 244168
ELL 45 LR, BW, SCH 80, B16.9, A234 WPB | ASME B16.9 |  |  |  | ELL 45 BW | ELL 45 LR | D | 4" |  |  | TYPE=ELBOW,SKEY=ELBW |  | BV | 0 |  |  |  | mm | 114.3 | 4 | 2130.2714 | 2214.6375 | 1139.2057 |  |  | New |  | 2.7 | KG | [6 empty] | SHOP | SKID_GAS_RECUPERADO | 244169
ELL 90 LR, BW, SCH 80, B16.9, A234 WPB | ASME B16.9 |  |  |  | ELL 90 LR | ELL 90 LR | D | 4" |  |  | TYPE=ELBOW,SKEY=ELBW |  | BV | 0 |  |  |  | mm | 114.3 | 4 | 2503.9365 | 1840.9724 | 1139.2057 |  |  | New |  | 5.4 | KG | [6 empty] | SHOP | SKID_GAS_RECUPERADO | 244170
ELL 90, SW, 3000#, B16.11, A105 | ASME B16.11 |  |  |  | ELL 90 SW | ELL 90 | D | 1/2" |  |  | TYPE=ELBOW,SKEY=ELSW |  | SW | 0.38 |  |  |  | mm | 21.336 | 0.5 | 1862.6724 | 1460.21 | 827.7077 | 3000 |  | New |  | 0.15 | KG | [6 empty] | SHOP | SKID_GAS_RECUPERADO | 244171
ELL 90 LR, BW, SCH 80, B16.9, A234 WPB | ASME B16.9 |  |  |  | ELL 90 LR | ELL 90 LR | D | 4" |  |  | TYPE=ELBOW,SKEY=ELBW |  | BV | 0 |  |  |  | mm | 114.3 | 4 | 2635.0714 | 9533.0509 | 313.3327 |  |  | New |  | 5.4 | KG | [6 empty] | SHOP | SKID_GAS_RECUPERADO | 244172
ELL 90 LR, BW, SCH 80, B16.9, A234 WPB | ASME B16.9 |  |  |  | ELL 90 LR | ELL 90 LR | D | 4" |  |  | TYPE=ELBOW,SKEY=ELBW |  | BV | 0 |  |  |  | mm | 114.3 | 4 | 2130.2714 | 9533.0509 | 313.3327 |  |  | New |  | 5.4 | KG | [6 empty] | SHOP | SKID_GAS_RECUPERADO | 244173
ELL 90 LR, SCH 80, BW, B16.9, A-234 WPB | ASME B16.9 |  |  |  | ELBOW 90 LR, 2" ND, SCH 80, BW, ASME B16.9 | ELBOW 90 LR | A3A2 | 2" |  | LR | SKEY=BEBW,TYPE=BEND |  | BV |  |  |  |  | mm | 60.325 | 2 | 80.0028 | 12888.1816 | 4978.5339 |  | 80 | New |  | 0.94 | KG | [6 empty] | SHOP | SKID_GAS_RECUPERADO | 244174
ELL 90, SW, 3000#, B16.11, A105 | ASME B16.11 |  |  |  | ELL 90 SW | ELL 90 | B | 1/2" |  |  | TYPE=ELBOW,SKEY=ELSW |  | SW | 0.38 |  |  |  | mm | 21.336 | 0.5 | 1613.6336 | 3312.85 | 208.5431 | 3000 |  | New |  | 0.15 | KG | [6 empty] | SHOP | SKID_GAS_RECUPERADO | 244175
ELL 90 LR, SCH 80, BW, B16.9, A-234 WPB | ASME B16.9 |  |  |  | ELBOW 90 LR, 2" ND, SCH 80, BW, ASME B16.9 | ELBOW 90 LR | A3A2 | 2" |  | LR | SKEY=BEBW,TYPE=BEND |  | BV |  |  |  |  | mm | 60.325 | 2 | 80.0028 | 11502.175 | 3880.4706 |  | 80 | New |  | 0.94 | KG | [6 empty] | SHOP | SKID_GAS_RECUPERADO | 244176
ELL 90, SW, 3000#, B16.11, A105 | ASME B16.11 |  |  |  | ELL 90 SW | ELL 90 | B | 1" |  |  | TYPE=ELBOW,SKEY=ELSW |  | SW | 0.5 |  |  |  | mm | 33.401 | 1 | 80.0028 | 3782.7325 | 3375.1411 | 3000 |  | New |  | 0.38 | KG | [6 empty] | SHOP | SKID_GAS_RECUPERADO | 244177
ELL 90, SW, 3000#, B16.11, A105 | ASME B16.11 |  |  |  | ELL 90 SW | ELL 90 | B | 1" |  |  | TYPE=ELBOW,SKEY=ELSW |  | SW | 0.5 |  |  |  | mm | 33.401 | 1 | 80.0028 | 2950.802 | 3375.1411 | 3000 |  | New |  | 0.38 | KG | [6 empty] | SHOP | SKID_GAS_RECUPERADO | 244178
ELL 90, SW, 3000#, B16.11, A105 | ASME B16.11 |  |  |  | ELL 90 SW | ELL 90 | B | 1" |  |  | TYPE=ELBOW,SKEY=ELSW |  | SW | 0.5 |  |  |  | mm | 33.401 | 1 | 80.0028 | 2792.4163 | 3375.1411 | 3000 |  | New |  | 0.38 | KG | [6 empty] | SHOP | SKID_GAS_RECUPERADO | 244179
ELL 90, SW, 3000#, B16.11, A105 | ASME B16.11 |  |  |  | ELL 90 SW | ELL 90 | B | 1 1/2" |  |  | TYPE=ELBOW,SKEY=ELSW |  | SW | 0.5 |  |  |  | mm | 48.26 | 1.5 | 3311.5743 | 2950.802 | 2650.1708 | 3000 |  | New |  | 0.96 | KG | [6 empty] | SHOP | SKID_GAS_RECUPERADO | 244180
ELL 90 LR, BW, SCH 80, B16.9, A234 WPB | ASME B16.9 |  |  |  | ELL 90 LR | ELL 90 LR | D | 4" |  |  | TYPE=ELBOW,SKEY=ELBW |  | BV | 0 |  |  |  | mm | 114.3 | 4 | 2432.435 | 13163.8062 | 371.5009 |  |  | New |  | 5.4 | KG | [6 empty] | SHOP | SKID_GAS_RECUPERADO | 244181
ELL 90 LR, BW, SCH 80, B16.9, A234 WPB | ASME B16.9 |  |  |  | ELL 90 LR | ELL 90 LR | D | 4" |  |  | TYPE=ELBOW,SKEY=ELBW |  | BV | 0 |  |  |  | mm | 114.3 | 4 | 2432.435 | 13163.8062 | 2102.3288 |  |  | New |  | 5.4 | KG | [6 empty] | SHOP | SKID_GAS_RECUPERADO | 244182
ELL 90 LR, BW, SCH 40, B16.9, A234 WPB | ASME B16.9 |  |  |  | ELL 90 LR | ELL 90 LR | B | 3" |  |  | TYPE=ELBOW,SKEY=ELBW |  | BV | 0 |  |  |  | mm | 88.9 | 3 | 80.0028 | 7613.1161 | 3761.0937 |  |  | New |  | 2.03 | KG | [6 empty] | SHOP | SKID_GAS_RECUPERADO | 244183
ELL 90, SW, 3000#, B16.11, A105 | ASME B16.11 |  |  |  | ELL 90 SW | ELL 90 | B | 1/2" |  |  | TYPE=ELBOW,SKEY=ELSW |  | SW | 0.38 |  |  |  | mm | 21.336 | 0.5 | 1770.7731 | 5979.0045 | 327.7468 | 3000 |  | New |  | 0.15 | KG | [6 empty] | SHOP | SKID_GAS_RECUPERADO | 244184
ELL 90, SW, 3000#, B16.11, A105 | ASME B16.11 |  |  |  | ELL 90 SW | ELL 90 | D | 1/2" |  |  | TYPE=ELBOW,SKEY=ELSW |  | SW | 0.38 |  |  |  | mm | 21.336 | 0.5 | 2130.2714 | 4849.0629 | 327.7468 | 3000 |  | New |  | 0.15 | KG | [6 empty] | SHOP | SKID_GAS_RECUPERADO | 244185
ELL 90, SW, 3000#, B16.11, A105 | ASME B16.11 |  |  |  | ELL 90 SW | ELL 90 | B | 1/2" |  |  | TYPE=ELBOW,SKEY=ELSW |  | SW | 0.38 |  |  |  | mm | 21.336 | 0.5 | 1770.7731 | 5979.0095 | 120.1571 | 3000 |  | New |  | 0.15 | KG | [6 empty] | SHOP | SKID_GAS_RECUPERADO | 244186
ELL 45, SW, 3000#, B16.11, A105 | ASME B16.11 |  |  |  | ELL 45 SW | ELL 45 | B | 1/2" |  |  | TYPE=ELBOW,SKEY=ELSW |  | SW | 0.38 |  |  |  | mm | 21.336 | 0.5 | 402.3323 | 2746.2501 | 308.9942 | 3000 |  | New |  | 0.13 | KG | [6 empty] | SHOP | SKID_GAS_RECUPERADO | 244187
ELL 90, SW, 3000#, B16.11, A105 | ASME B16.11 |  |  |  | ELL 90 SW | ELL 90 | B | 1" |  |  | TYPE=ELBOW,SKEY=ELSW |  | SW | 0.5 |  |  |  | mm | 33.401 | 1 | 1125.9658 | 2950.7705 | 92.7044 | 3000 |  | New |  | 0.38 | KG | [6 empty] | SHOP | SKID_GAS_RECUPERADO | 244188
ELL 45, SW, 3000#, B16.11, A105 | ASME B16.11 |  |  |  | ELL 45 SW | ELL 45 | B | 1/2" |  |  | TYPE=ELBOW,SKEY=ELSW |  | SW | 0.38 |  |  |  | mm | 21.336 | 0.5 | 1409.0817 | 2746.2501 | 308.9942 | 3000 |  | New |  | 0.13 | KG | [6 empty] | SHOP | SKID_GAS_RECUPERADO | 244189
ELL 90, SW, 3000#, B16.11, A105 | ASME B16.11 |  |  |  | ELL 90 SW | ELL 90 | B | 1" |  |  | TYPE=ELBOW,SKEY=ELSW |  | SW | 0.5 |  |  |  | mm | 33.401 | 1 | 1613.6336 | 2417.9441 | 214.5756 | 3000 |  | New |  | 0.38 | KG | [6 empty] | SHOP | SKID_GAS_RECUPERADO | 244190
ELL 90, SW, 3000#, B16.11, A105 | ASME B16.11 |  |  |  | ELL 90 SW | ELL 90 | D | 1/2" |  |  | TYPE=ELBOW,SKEY=ELSW |  | SW | 0.38 |  |  |  | mm | 21.336 | 0.5 | 1862.6724 | 249.3141 | 208.5431 | 3000 |  | New |  | 0.15 | KG | [6 empty] | SHOP | SKID_GAS_RECUPERADO | 244191
ELL 90, SW, 3000#, B16.11, A105 | ASME B16.11 |  |  |  | ELL 90 SW | ELL 90 | D | 1/2" |  |  | TYPE=ELBOW,SKEY=ELSW |  | SW | 0.38 |  |  |  | mm | 21.336 | 0.5 | 1862.6724 | 1460.21 | 208.5431 | 3000 |  | New |  | 0.15 | KG | [6 empty] | SHOP | SKID_GAS_RECUPERADO | 244192
ELL 90, 3000#, NPT, B16.11, A-105 | ASME B16.11 |  |  |  | ELL 90, 1/2" ND, 3000 LB, FPT, ASME B16.11 | ELL 90 | A1A2 | 1/2" |  |  | TYPE=ELBOW,SKEY=ELSC |  | THDF | 13.556 |  |  |  | mm | 21.336 | 0.5 | 231.0565 | 5637.4457 | 307.339 | 3000 |  | New |  | 0.19 | KG | [6 empty] | SHOP | SKID_GAS_RECUPERADO | 244193
ELL 90, SW, 3000#, B16.11, A105 | ASME B16.11 |  |  |  | ELL 90 SW | ELL 90 | B | 1/2" |  |  | TYPE=ELBOW,SKEY=ELSW |  | SW | 0.38 |  |  |  | mm | 21.336 | 0.5 | 1758.3674 | 4303.2583 | 208.5431 | 3000 |  | New |  | 0.15 | KG | [6 empty] | SHOP | SKID_GAS_RECUPERADO | 244194
ELL 90, SW, 3000#, B16.11, A105 | ASME B16.11 |  |  |  | ELL 90 SW | ELL 90 | D | 1/2" |  |  | TYPE=ELBOW,SKEY=ELSW |  | SW | 0.38 |  |  |  | mm | 21.336 | 0.5 | 1758.3619 | 3419.346 | 208.5431 | 3000 |  | New |  | 0.15 | KG | [6 empty] | SHOP | SKID_GAS_RECUPERADO | 244195
ELL 90, SW, 3000#, B16.11, A105 | ASME B16.11 |  |  |  | ELL 90 SW | ELL 90 | B | 1/2" |  |  | TYPE=ELBOW,SKEY=ELSW |  | SW | 0.38 |  |  |  | mm | 21.336 | 0.5 | 487.9742 | 4303.3018 | 208.5431 | 3000 |  | New |  | 0.15 | KG | [6 empty] | SHOP | SKID_GAS_RECUPERADO | 244196
ELL 45, SW, 3000#, B16.11, A105 | ASME B16.11 |  |  |  | ELL 45 SW | ELL 45 | B | 1/2" |  |  | TYPE=ELBOW,SKEY=ELSW |  | SW | 0.38 |  |  |  | mm | 21.336 | 0.5 | 306.3261 | 249.3395 | 120.1571 | 3000 |  | New |  | 0.13 | KG | [6 empty] | SHOP | SKID_GAS_RECUPERADO | 244197
ELL 45, SW, 3000#, B16.11, A105 | ASME B16.11 |  |  |  | ELL 45 SW | ELL 45 | B | 1/2" |  |  | TYPE=ELBOW,SKEY=ELSW |  | SW | 0.38 |  |  |  | mm | 21.336 | 0.5 | 876.8312 | 249.3448 | 208.5431 | 3000 |  | New |  | 0.13 | KG | [6 empty] | SHOP | SKID_GAS_RECUPERADO | 244198
ELL 45, SW, 3000#, B16.11, A105 | ASME B16.11 |  |  |  | ELL 45 SW | ELL 45 | B | 1/2" |  |  | TYPE=ELBOW,SKEY=ELSW |  | SW | 0.38 |  |  |  | mm | 21.336 | 0.5 | 788.4451 | 462.3043 | 120.1571 | 3000 |  | New |  | 0.13 | KG | [6 empty] | SHOP | SKID_GAS_RECUPERADO | 244199
ELL 45, SW, 3000#, B16.11, A105 | ASME B16.11 |  |  |  | ELL 45 SW | ELL 45 | B | 1/2" |  |  | TYPE=ELBOW,SKEY=ELSW |  | SW | 0.38 |  |  |  | mm | 21.336 | 0.5 | 876.8312 | 462.304 | 208.5431 | 3000 |  | New |  | 0.13 | KG | [6 empty] | SHOP | SKID_GAS_RECUPERADO | 244201
ELL 45, SW, 3000#, B16.11, A105 | ASME B16.11 |  |  |  | ELL 45 SW | ELL 45 | B | 1/2" |  |  | TYPE=ELBOW,SKEY=ELSW |  | SW | 0.38 |  |  |  | mm | 21.336 | 0.5 | 788.4451 | 249.3451 | 120.1571 | 3000 |  | New |  | 0.13 | KG | [6 empty] | SHOP | SKID_GAS_RECUPERADO | 244202
ELL 45, SW, 3000#, B16.11, A105 | ASME B16.11 |  |  |  | ELL 45 SW | ELL 45 | B | 1/2" |  |  | TYPE=ELBOW,SKEY=ELSW |  | SW | 0.38 |  |  |  | mm | 21.336 | 0.5 | 402.3323 | 462.2992 | 120.1571 | 3000 |  | New |  | 0.13 | KG | [6 empty] | SHOP | SKID_GAS_RECUPERADO | 244203
ELL 45, SW, 3000#, B16.11, A105 | ASME B16.11 |  |  |  | ELL 45 SW | ELL 45 | B | 1" |  |  | TYPE=ELBOW,SKEY=ELSW |  | SW | 0.5 |  |  |  | mm | 33.401 | 1 | 583.91 | 1388.2204 | 214.5756 | 3000 |  | New |  | 0.34 | KG | [6 empty] | SHOP | SKID_GAS_RECUPERADO | 244204
FLANGE WN, SCH 80, #600, RF, B16.5, A-105 | ASME B16.5 |  |  |  | FLANGE WN, 2" ND, 600 LB, RF, ASME B16.5 | FLANGE WN | A3A2 | 2" |  |  | TYPE=FLANGE,SKEY=FLWN |  | FL |  | RF |  |  | mm | 60.325 | 2 | 80.0028 | 12192.8121 | 3880.4706 | 600 |  | New |  | 4.29 | KG | [6 empty] | SHOP | SKID_GAS_RECUPERADO | 244205 |  | 31.75
FLANGE WN, SCH 80, #600, RF, B16.5, A-105 | ASME B16.5 |  |  |  | FLANGE WN, 2" ND, 600 LB, RF, ASME B16.5 | FLANGE WN | A3A2 | 2" |  |  | TYPE=FLANGE,SKEY=FLWN |  | FL |  | RF |  |  | mm | 60.325 | 2 | 80.0028 | 12484.9121 | 3880.4706 | 600 |  | New |  | 4.29 | KG | [6 empty] | SHOP | SKID_GAS_RECUPERADO | 244206 |  | 31.75
FLANGE WN, SCH 80, #600, RF, B16.5, A-105 | ASME B16.5 |  |  |  | FLANGE WN, 2" ND, 600 LB, RF, ASME B16.5 | FLANGE WN | A3A2 | 2" |  |  | TYPE=FLANGE,SKEY=FLWN |  | FL |  | RF |  |  | mm | 60.325 | 2 | 80.0028 | 12888.1816 | 4522.9657 | 600 |  | New |  | 4.29 | KG | [6 empty] | SHOP | SKID_GAS_RECUPERADO | 244207 |  | 31.75
FLANGE WN, SCH 80, #600, RF, B16.5, A-105 | ASME B16.5 |  |  |  | FLANGE WN, 2" ND, 600 LB, RF, ASME B16.5 | FLANGE WN | A3A2 | 2" |  |  | TYPE=FLANGE,SKEY=FLWN |  | FL |  | RF |  |  | mm | 60.325 | 2 | 80.0028 | 12888.1816 | 4539.418 | 600 |  | New |  | 4.29 | KG | [6 empty] | SHOP | SKID_GAS_RECUPERADO | 244208 |  | 31.75
FLANGE WN, RF, #600, SCH 80, B16.5, A105 | ASME B16.5 |  |  |  | FLANGE WN | FLANGE WN | D | 3" |  |  | TYPE=FLANGE,SKEY=FLWN |  | FL |  | RF |  |  | mm | 88.9 | 3 | 581.8057 | 358.0003 | 2383.3962 | 600 |  | New |  | 9 | KG | [6 empty] | SHOP | SKID_GAS_RECUPERADO | 244209 |  | 1.5
FLANGE WN, RF, #600, SCH 80, B16.5, A105 | ASME B16.5 |  |  |  | FLANGE WN | FLANGE WN | D | 4" |  |  | TYPE=FLANGE,SKEY=FLWN |  | FL |  | RF |  |  | mm | 114.3 | 4 | 582.1719 | 5340.107 | 1297.783 | 600 |  | New |  | 18.87 | KG | [6 empty] | SHOP | SKID_GAS_RECUPERADO | 244210 |  | 1.75
FLANGE WN, RF, #600, SCH 80, B16.5, A105 | ASME B16.5 |  |  |  | FLANGE WN | FLANGE WN | D | 4" |  |  | TYPE=FLANGE,SKEY=FLWN |  | FL |  | RF |  |  | mm | 114.3 | 4 | 584.7026 | 12060.0587 | 3329.4479 | 600 |  | New |  | 18.87 | KG | [6 empty] | SHOP | SKID_GAS_RECUPERADO | 244211 |  | 1.75
FLANGE WN, RF, #600, SCH 80, B16.5, A105 | ASME B16.5 |  |  |  | FLANGE WN | FLANGE WN | D | 4" |  |  | TYPE=FLANGE,SKEY=FLWN |  | FL |  | RF |  |  | mm | 114.3 | 4 | 584.7026 | 8522.7667 | 1731.9833 | 600 |  | New |  | 18.87 | KG | [6 empty] | SHOP | SKID_GAS_RECUPERADO | 244212 |  | 1.75
FLANGE WN, RF, #600, SCH 80, B16.5, A105 | ASME B16.5 |  |  |  | FLANGE WN | FLANGE WN | D | 4" |  |  | TYPE=FLANGE,SKEY=FLWN |  | FL |  | RF |  |  | mm | 114.3 | 4 | 584.7026 | 12062.459 | 3329.4479 | 600 |  | New |  | 18.87 | KG | [6 empty] | SHOP | SKID_GAS_RECUPERADO | 244213 |  | 1.75
FLANGE WN, RF, #600, SCH 80, B16.5, A105 | ASME B16.5 |  |  |  | FLANGE WN | FLANGE WN | D | 3" |  |  | TYPE=FLANGE,SKEY=FLWN |  | FL |  | RF |  |  | mm | 88.9 | 3 | 928.3773 | 13435.5576 | 811.2627 | 600 |  | New |  | 9 | KG | [6 empty] | SHOP | SKID_GAS_RECUPERADO | 244214 |  | 1.5
FLANGE WN, RF, #600, SCH 80, B16.5, A105 | ASME B16.5 |  |  |  | FLANGE WN | FLANGE WN | D | 8" |  |  | TYPE=FLANGE,SKEY=FLWN |  | FL |  | RF |  |  | mm | 219.075 | 8 | 1359.3426 | 11116.5246 | 4533.2591 | 600 |  | New |  | 60.96 | KG | [6 empty] | SHOP | SKID_GAS_RECUPERADO | 244215 |  | 2.44
FLANGE WN, RF, #600, SCH 80, B16.5, A105 | ASME B16.5 |  |  |  | FLANGE WN | FLANGE WN | D | 4" |  |  | TYPE=FLANGE,SKEY=FLWN |  | FL |  | RF |  |  | mm | 114.3 | 4 | 584.7026 | 11611.8837 | 3329.4479 | 600 |  | New |  | 18.87 | KG | [6 empty] | SHOP | SKID_GAS_RECUPERADO | 244216 |  | 1.75
FLANGE WN, RF, #600, SCH 80, B16.5, A105 | ASME B16.5 |  |  |  | FLANGE WN | FLANGE WN | D | 4" |  |  | TYPE=FLANGE,SKEY=FLWN |  | FL |  | RF |  |  | mm | 114.3 | 4 | 584.7026 | 11614.284 | 3329.4479 | 600 |  | New |  | 18.87 | KG | [6 empty] | SHOP | SKID_GAS_RECUPERADO | 244217 |  | 1.75
FLANGE WN, RF, #600, SCH 80, B16.5, A105 | ASME B16.5 |  |  |  | FLANGE WN | FLANGE WN | D | 4" |  |  | TYPE=FLANGE,SKEY=FLWN |  | FL |  | RF |  |  | mm | 114.3 | 4 | 584.7026 | 8783.1167 | 3329.4479 | 600 |  | New |  | 18.87 | KG | [6 empty] | SHOP | SKID_GAS_RECUPERADO | 244218 |  | 1.75
FLANGE WN, RF, #600, SCH 80, B16.5, A105 | ASME B16.5 |  |  |  | FLANGE WN | FLANGE WN | D | 4" |  |  | TYPE=FLANGE,SKEY=FLWN |  | FL |  | RF |  |  | mm | 114.3 | 4 | 584.7026 | 9219.7173 | 3329.4479 | 600 |  | New |  | 18.87 | KG | [6 empty] | SHOP | SKID_GAS_RECUPERADO | 244219 |  | 1.75
FLANGE WN, RF, #600, SCH 80, B16.5, A105 | ASME B16.5 |  |  |  | FLANGE WN | FLANGE WN | D | 3" |  |  | TYPE=FLANGE,SKEY=FLWN |  | FL |  | RF |  |  | mm | 88.9 | 3 | 1385.5775 | 12889.8187 | 714.7997 | 600 |  | New |  | 9 | KG | [6 empty] | SHOP | SKID_GAS_RECUPERADO | 244220 |  | 1.5
FLANGE WN, RF, #600, SCH 80, B16.5, A105 | ASME B16.5 |  |  |  | FLANGE WN | FLANGE WN | D | 6" |  |  | TYPE=FLANGE,SKEY=FLWN |  | FL |  | RF |  |  | mm | 168.275 | 6 | 3010.8839 | 13315.2 | 1686.231 | 600 |  | New |  | 38.21 | KG | [6 empty] | SHOP | SKID_GAS_RECUPERADO | 244221 |  | 2.13
FLANGE WN, RF, #600, SCH 80, B16.5, A105 | ASME B16.5 |  |  |  | FLANGE WN | FLANGE WN | D | 6" |  |  | TYPE=FLANGE,SKEY=FLWN |  | FL |  | RF |  |  | mm | 168.275 | 6 | 3010.8839 | 12626.525 | 1686.231 | 600 |  | New |  | 38.21 | KG | [6 empty] | SHOP | SKID_GAS_RECUPERADO | 244222 |  | 2.13
FLANGE WN, RF, #600, SCH 80, B16.5, A105 | ASME B16.5 |  |  |  | FLANGE WN | FLANGE WN | D | 4" |  |  | TYPE=FLANGE,SKEY=FLWN |  | FL |  | RF |  |  | mm | 114.3 | 4 | 1924.6649 | 1460.21 | 2757.7077 | 600 |  | New |  | 18.87 | KG | [6 empty] | SHOP | SKID_GAS_RECUPERADO | 244223 |  | 1.75
FLANGE WN, RF, #600, SCH 80, B16.5, A105 | ASME B16.5 |  |  |  | FLANGE WN | FLANGE WN | D | 4" |  |  | TYPE=FLANGE,SKEY=FLWN |  | FL |  | RF |  |  | mm | 114.3 | 4 | 1359.3426 | 11931.6249 | 881.9962 | 600 |  | Existing |  | 18.87 | KG | [6 empty] | SHOP | SKID_GAS_RECUPERADO | 244224 |  | 1.75
FLANGE WN, RF, #600, SCH 80, B16.5, A105 | ASME B16.5 |  |  |  | FLANGE WN | FLANGE WN | D | 2" |  |  | TYPE=FLANGE,SKEY=FLWN |  | FL |  | RF |  |  | mm | 60.325 | 2 | 1359.3426 | 12223.476 | 881.9962 | 600 |  | Existing |  | 4.5 | KG | [6 empty] | SHOP | SKID_GAS_RECUPERADO | 244225 |  | 1.25
FLANGE WN, RF, #600, SCH 80, B16.5, A105 | ASME B16.5 |  |  |  | FLANGE WN | FLANGE WN | D | 6" |  |  | TYPE=FLANGE,SKEY=FLWN |  | FL |  | RF |  |  | mm | 168.275 | 6 | 1359.3426 | 12425.2155 | 1689.3901 | 600 |  | Existing |  | 38.21 | KG | [6 empty] | SHOP | SKID_GAS_RECUPERADO | 244226 |  | 2.13
FLANGE WN, RF, #600, SCH 80, B16.5, A105 | ASME B16.5 |  |  |  | FLANGE WN | FLANGE WN | D | 2" |  |  | TYPE=FLANGE,SKEY=FLWN |  | FL |  | RF |  |  | mm | 60.325 | 2 | 1359.3426 | 12223.476 | 1411.9962 | 600 |  | Existing |  | 4.5 | KG | [6 empty] | SHOP | SKID_GAS_RECUPERADO | 244227 |  | 1.25
FLANGE WN, RF, #600, SCH 80, B16.5, A105 | ASME B16.5 |  |  |  | FLANGE WN | FLANGE WN | D | 2" |  |  | TYPE=FLANGE,SKEY=FLWN |  | FL |  | RF |  |  | mm | 60.325 | 2 | 1359.3426 | 12221.0757 | 1411.9962 | 600 |  | Existing |  | 4.5 | KG | [6 empty] | SHOP | SKID_GAS_RECUPERADO | 244228 |  | 1.25
FLANGE WN, RF, #600, SCH 80, B16.5, A105 | ASME B16.5 |  |  |  | FLANGE WN | FLANGE WN | D | 2" |  |  | TYPE=FLANGE,SKEY=FLWN |  | FL |  | RF |  |  | mm | 60.325 | 2 | 1359.3426 | 12221.0757 | 881.9962 | 600 |  | Existing |  | 4.5 | KG | [6 empty] | SHOP | SKID_GAS_RECUPERADO | 244229 |  | 1.25
FLANGE WN, RF, #600, SCH 80, B16.5, A105 | ASME B16.5 |  |  |  | FLANGE WN | FLANGE WN | D | 4" |  |  | TYPE=FLANGE,SKEY=FLWN |  | FL |  | RF |  |  | mm | 114.3 | 4 | 1359.3426 | 11931.6249 | 1411.9962 | 600 |  | Existing |  | 18.87 | KG | [6 empty] | SHOP | SKID_GAS_RECUPERADO | 244230 |  | 1.75
FLANGE WN, RF, #600, SCH 80, B16.5, A105 | ASME B16.5 |  |  |  | FLANGE WN | FLANGE WN | D | 6" |  |  | TYPE=FLANGE,SKEY=FLWN |  | FL |  | RF |  |  | mm | 168.275 | 6 | 1359.3426 | 12425.2155 | 1686.9898 | 600 |  | Existing |  | 38.21 | KG | [6 empty] | SHOP | SKID_GAS_RECUPERADO | 244231 |  | 2.13
FLANGE SW, RF, #600, B16.5, A105 | ASME B16.5 |  |  | 3.2 | FLANGE SW, 1 1/2" ND, 600 LB, RF, ASME B16.5 | FLANGE SW | D | 1 1/2" |  |  | TYPE=FLANGE,SKEY=FLSI |  | FL |  | RF |  |  | mm | 48.26 | 1.5 | 1359.3426 | 10254.2267 | 4289.6769 | 600 |  | New |  |  | KG | [6 empty] | SHOP | SKID_GAS_RECUPERADO | 244232 |  | 1.13
FLANGE SW, RF, #600, B16.5, A105 | ASME B16.5 |  |  | 3.2 | FLANGE SW, 1 1/2" ND, 600 LB, RF, ASME B16.5 | FLANGE SW | D | 1 1/2" |  |  | TYPE=FLANGE,SKEY=FLSI |  | FL |  | RF |  |  | mm | 48.26 | 1.5 | 1359.3426 | 9674.8267 | 4289.6769 | 600 |  | New |  |  | KG | [6 empty] | SHOP | SKID_GAS_RECUPERADO | 244233 |  | 1.13
FLANGE WN, #150, RF, SCH 40, B16.5, A105 | ASME B16.5 |  |  |  | FLANGE WN | FLANGE WN | B | 2" |  |  | TYPE=FLANGE,SKEY=FLWN |  | FL |  | RF |  |  | mm | 60.325 | 2 | 1236.2923 | 10254.2267 | 4415.9022 | 150 |  | New |  | 2.55 | KG | [6 empty] | SHOP | SKID_GAS_RECUPERADO | 244234 |  | 0.75
FLANGE WN, #150, RF, SCH 40, B16.5, A105 | ASME B16.5 |  |  |  | FLANGE WN | FLANGE WN | B | 2" |  |  | TYPE=FLANGE,SKEY=FLWN |  | FL |  | RF |  |  | mm | 60.325 | 2 | 1236.2923 | 9674.8267 | 4415.9022 | 150 |  | New |  | 2.55 | KG | [6 empty] | SHOP | SKID_GAS_RECUPERADO | 244235 |  | 0.75
FLANGE WN, RF, #600, SCH 80, B16.5, A105 | ASME B16.5 |  |  |  | FLANGE WN | FLANGE WN | D | 4" |  |  | TYPE=FLANGE,SKEY=FLWN |  | FL |  | RF |  |  | mm | 114.3 | 4 | 584.7026 | 12786.359 | 3329.4479 | 600 |  | New |  | 18.87 | KG | [6 empty] | SHOP | SKID_GAS_RECUPERADO | 244236 |  | 1.75
FLANGE WN, RF, #600, SCH 80, B16.5, A105 | ASME B16.5 |  |  |  | FLANGE WN | FLANGE WN | D | 4" |  |  | TYPE=FLANGE,SKEY=FLWN |  | FL |  | RF |  |  | mm | 114.3 | 4 | 584.7026 | 13222.9596 | 3329.4479 | 600 |  | New |  | 18.87 | KG | [6 empty] | SHOP | SKID_GAS_RECUPERADO | 244237 |  | 1.75
FLANGE SW, RF, #600, B16.5, A105 | ASME B16.5 |  |  | 3.2 | FLANGE SW, 1 1/2" ND, 600 LB, RF, ASME B16.5 | FLANGE SW | D | 1 1/2" |  |  | TYPE=FLANGE,SKEY=FLSI |  | FL |  | RF |  |  | mm | 48.26 | 1.5 | 1227.2776 | 8522.7667 | 3634.8684 | 600 |  | New |  |  | KG | [6 empty] | SHOP | SKID_GAS_RECUPERADO | 244238 |  | 1.13
FLANGE WN, #150, RF, SCH 40, B16.5, A105 | ASME B16.5 |  |  |  | FLANGE WN | FLANGE WN | B | 2" |  |  | TYPE=FLANGE,SKEY=FLWN |  | FL |  | RF |  |  | mm | 60.325 | 2 | 1227.2776 | 8399.7164 | 3761.0937 | 150 |  | New |  | 2.55 | KG | [6 empty] | SHOP | SKID_GAS_RECUPERADO | 244239 |  | 0.75
FLANGE WN, #150, RF, SCH 40, B16.5, A105 | ASME B16.5 |  |  |  | FLANGE WN | FLANGE WN | B | 3" |  |  | TYPE=FLANGE,SKEY=FLWN |  | FL |  | RF |  |  | mm | 88.9 | 3 | 1227.2776 | 8005.2667 | 3761.0937 | 150 |  | New |  | 4.97 | KG | [6 empty] | SHOP | SKID_GAS_RECUPERADO | 244240 |  | 0.94
FLANGE WN, #150, RF, SCH 40, B16.5, A105 | ASME B16.5 |  |  |  | FLANGE WN | FLANGE WN | B | 3" |  |  | TYPE=FLANGE,SKEY=FLWN |  | FL |  | RF |  |  | mm | 88.9 | 3 | 1227.2776 | 7797.2661 | 3761.0937 | 150 |  | New |  | 4.97 | KG | [6 empty] | SHOP | SKID_GAS_RECUPERADO | 244241 |  | 0.94
FLANGE WN, #150, RF, SCH 40, B16.5, A105 | ASME B16.5 |  |  |  | FLANGE WN | FLANGE WN | B | 6" |  |  | TYPE=FLANGE,SKEY=FLWN |  | FL |  | RF |  |  | mm | 168.275 | 6 | 80.0028 | 0.000879 | 3175.1411 | 150 |  | New |  | 10.91 | KG | [6 empty] | SHOP | SKID_GAS_RECUPERADO | 244242 |  | 1
FLANGE WN, RF, #600, SCH 80, B16.5, A105 | ASME B16.5 |  |  |  | FLANGE WN | FLANGE WN | D | 4" |  |  | TYPE=FLANGE,SKEY=FLWN |  | FL |  | RF |  |  | mm | 114.3 | 4 | 1261.8645 | 1460.21 | 4262.3709 | 600 |  | New |  | 18.87 | KG | [6 empty] | SHOP | SKID_GAS_RECUPERADO | 244243 |  | 1.75
FLANGE WN, RF, #600, SCH 80, B16.5, A105 | ASME B16.5 |  |  |  | FLANGE WN | FLANGE WN | D | 2" |  |  | TYPE=FLANGE,SKEY=FLWN |  | FL |  | RF |  |  | mm | 60.325 | 2 | 1261.8645 | 2067.4101 | 4036.6384 | 600 |  | New |  | 4.5 | KG | [6 empty] | SHOP | SKID_GAS_RECUPERADO | 244244 |  | 1.25
FLANGE WN, RF, #600, SCH 80, B16.5, A105 | ASME B16.5 |  |  |  | FLANGE WN | FLANGE WN | D | 2" |  |  | TYPE=FLANGE,SKEY=FLWN |  | FL |  | RF |  |  | mm | 60.325 | 2 | 1261.8645 | 2067.4101 | 3675.3103 | 600 |  | New |  | 4.5 | KG | [6 empty] | SHOP | SKID_GAS_RECUPERADO | 244245 |  | 1.25
FLANGE WN, #150, RF, SCH 40, B16.5, A105 | ASME B16.5 |  |  |  | FLANGE WN | FLANGE WN | B | 3" |  |  | TYPE=FLANGE,SKEY=FLWN |  | FL |  | RF |  |  | mm | 88.9 | 3 | 1135.6392 | 2067.4101 | 4188.2637 | 150 |  | New |  | 4.97 | KG | [6 empty] | SHOP | SKID_GAS_RECUPERADO | 244246 |  | 0.94
FLANGE WN, RF, #600, SCH 80, B16.5, A105 | ASME B16.5 |  |  |  | FLANGE WN | FLANGE WN | D | 4" |  |  | TYPE=FLANGE,SKEY=FLWN |  | FL |  | RF |  |  | mm | 114.3 | 4 | 1261.8645 | -0.00825 | 3101.6857 | 600 |  | New |  | 18.87 | KG | [6 empty] | SHOP | SKID_GAS_RECUPERADO | 244247 |  | 1.75
FLANGE WN, #150, RF, SCH 40, B16.5, A105 | ASME B16.5 |  |  |  | FLANGE WN | FLANGE WN | B | 2" |  |  | TYPE=FLANGE,SKEY=FLWN |  | FL |  | RF |  |  | mm | 60.325 | 2 | 3311.5743 | 977.3419 | 3109.8899 | 150 |  | New |  | 2.55 | KG | [6 empty] | SHOP | SKID_GAS_RECUPERADO | 244248 |  | 0.75
FLANGE WN, #150, RF, SCH 40, B16.5, A105 | ASME B16.5 |  |  |  | FLANGE WN | FLANGE WN | B | 2" |  |  | TYPE=FLANGE,SKEY=FLWN |  | FL |  | RF |  |  | mm | 60.325 | 2 | 3320.0028 | 926.7913 | 3109.8899 | 150 |  | New |  | 2.55 | KG | [6 empty] | SHOP | SKID_GAS_RECUPERADO | 244249 |  | 0.75
FLANGE WN, RF, #600, SCH 80, B16.5, A105 | ASME B16.5 |  |  |  | FLANGE WN | FLANGE WN | D | 6" |  |  | TYPE=FLANGE,SKEY=FLWN |  | FL |  | RF |  |  | mm | 168.275 | 6 | 3010.8839 | 645.35 | 729.4304 | 600 |  | New |  | 38.21 | KG | [6 empty] | SHOP | SKID_GAS_RECUPERADO | 244250 |  | 2.13
FLANGE WN, RF, #600, SCH 80, B16.5, A105 | ASME B16.5 |  |  |  | FLANGE WN | FLANGE WN | D | 6" |  |  | TYPE=FLANGE,SKEY=FLWN |  | FL |  | RF |  |  | mm | 168.275 | 6 | 3010.8839 | 1334.025 | 729.4304 | 600 |  | New |  | 38.21 | KG | [6 empty] | SHOP | SKID_GAS_RECUPERADO | 244252 |  | 2.13
FLANGE WN, RF, #600, SCH 80, B16.5, A105 | ASME B16.5 |  |  |  | FLANGE WN | FLANGE WN | D | 4" |  |  | TYPE=FLANGE,SKEY=FLWN |  | FL |  | RF |  |  | mm | 114.3 | 4 | 2130.2714 | 7953.5003 | 1139.2057 | 600 |  | New |  | 18.87 | KG | [6 empty] | SHOP | SKID_GAS_RECUPERADO | 244253 |  | 1.75
FLANGE WN, RF, #600, SCH 80, B16.5, A105 | ASME B16.5 |  |  |  | FLANGE WN | FLANGE WN | D | 4" |  |  | TYPE=FLANGE,SKEY=FLWN |  | FL |  | RF |  |  | mm | 114.3 | 4 | 2130.2714 | 8674.2003 | 313.3327 | 600 |  | New |  | 18.87 | KG | [6 empty] | SHOP | SKID_GAS_RECUPERADO | 244254 |  | 1.75
FLANGE WN, RF, #600, SCH 80, B16.5, A105 | ASME B16.5 |  |  |  | FLANGE WN | FLANGE WN | D | 4" |  |  | TYPE=FLANGE,SKEY=FLWN |  | FL |  | RF |  |  | mm | 114.3 | 4 | 2130.2714 | 9072.7009 | 313.3327 | 600 |  | New |  | 18.87 | KG | [6 empty] | SHOP | SKID_GAS_RECUPERADO | 244255 |  | 1.75
FLANGE WN, RF, #600, SCH 80, B16.5, A105 | ASME B16.5 |  |  |  | FLANGE WN | FLANGE WN | D | 3" |  |  | TYPE=FLANGE,SKEY=FLWN |  | FL |  | RF |  |  | mm | 88.9 | 3 | 294.4399 | 358.0003 | 2383.3962 | 600 |  | New |  | 9 | KG | [6 empty] | SHOP | SKID_GAS_RECUPERADO | 244256 |  | 1.5
FLANGE WN, #150, RF, SCH 40, B16.5, A105 | ASME B16.5 |  |  |  | FLANGE WN | FLANGE WN | B | 3" |  |  | TYPE=FLANGE,SKEY=FLWN |  | FL |  | RF |  |  | mm | 88.9 | 3 | 80.0028 | 9674.8267 | 3368.943 | 150 |  | New |  | 4.97 | KG | [6 empty] | SHOP | SKID_GAS_RECUPERADO | 244257 |  | 0.94
FLANGE WN, #150, RF, SCH 40, B16.5, A105 | ASME B16.5 |  |  |  | FLANGE WN | FLANGE WN | B | 3" |  |  | TYPE=FLANGE,SKEY=FLWN |  | FL |  | RF |  |  | mm | 88.9 | 3 | 80.0028 | 10254.2267 | 3368.943 | 150 |  | New |  | 4.97 | KG | [6 empty] | SHOP | SKID_GAS_RECUPERADO | 244258 |  | 0.94
FLANGE WN, #150, RF, SCH 40, B16.5, A105 | ASME B16.5 |  |  |  | FLANGE WN | FLANGE WN | B | 3" |  |  | TYPE=FLANGE,SKEY=FLWN |  | FL |  | RF |  |  | mm | 88.9 | 3 | 80.0028 | 7613.1161 | 3576.9437 | 150 |  | New |  | 4.97 | KG | [6 empty] | SHOP | SKID_GAS_RECUPERADO | 244259 |  | 0.94
FLANGE WN, #150, RF, SCH 40, B16.5, A105 | ASME B16.5 |  |  |  | FLANGE WN | FLANGE WN | B | 3" |  |  | TYPE=FLANGE,SKEY=FLWN |  | FL |  | RF |  |  | mm | 88.9 | 3 | 80.0028 | 7613.1161 | 3368.9431 | 150 |  | New |  | 4.97 | KG | [6 empty] | SHOP | SKID_GAS_RECUPERADO | 244260 |  | 0.94
FLANGE WN, #150, RF, SCH 40, B16.5, A105 | ASME B16.5 |  |  |  | FLANGE WN | FLANGE WN | B | 3" |  |  | TYPE=FLANGE,SKEY=FLWN |  | FL |  | RF |  |  | mm | 88.9 | 3 | 80.0028 | 10254.2267 | 3576.9436 | 150 |  | New |  | 4.97 | KG | [6 empty] | SHOP | SKID_GAS_RECUPERADO | 244261 |  | 0.94
FLANGE WN, #150, RF, SCH 40, B16.5, A105 | ASME B16.5 |  |  |  | FLANGE WN | FLANGE WN | B | 3" |  |  | TYPE=FLANGE,SKEY=FLWN |  | FL |  | RF |  |  | mm | 88.9 | 3 | 80.0028 | 9674.8267 | 3576.9436 | 150 |  | New |  | 4.97 | KG | [6 empty] | SHOP | SKID_GAS_RECUPERADO | 244262 |  | 0.94
FLANGE WN, #150, RF, SCH 40, B16.5, A105 | ASME B16.5 |  |  |  | FLANGE WN | FLANGE WN | B | 3" |  |  | TYPE=FLANGE,SKEY=FLWN |  | FL |  | RF |  |  | mm | 88.9 | 3 | 80.0028 | 2067.4101 | 3576.9437 | 150 |  | New |  | 4.97 | KG | [6 empty] | SHOP | SKID_GAS_RECUPERADO | 244263 |  | 0.94
FLANGE WN, #150, RF, SCH 40, B16.5, A105 | ASME B16.5 |  |  |  | FLANGE WN | FLANGE WN | B | 3" |  |  | TYPE=FLANGE,SKEY=FLWN |  | FL |  | RF |  |  | mm | 88.9 | 3 | 80.0028 | 2067.4101 | 3368.9431 | 150 |  | New |  | 4.97 | KG | [6 empty] | SHOP | SKID_GAS_RECUPERADO | 244264 |  | 0.94
FLANGE BLIND, RF, #600, B16.5, A105 | ASME B16.5 |  |  |  | FLANGE BLIND | FLANGE BLIND | D | 8" |  |  | TYPE=FLANGE-BLIND,SKEY=FLBL |  | FL |  | RF |  |  | mm | 219.075 | 8 | 1359.3426 | 10250.6242 | 2611.9962 | 600 |  | New |  | 64 | KG | [6 empty] | SHOP | SKID_GAS_RECUPERADO | 244265 |  | 2.44
FLANGE BLIND, RF, #600, B16.5, A105 | ASME B16.5 |  |  |  | FLANGE BLIND | FLANGE BLIND | D | 2" |  |  | TYPE=FLANGE-BLIND,SKEY=FLBL |  | FL |  | RF |  |  | mm | 60.325 | 2 | 1261.8645 | 2072.2102 | 2457.7077 | 600 |  | New |  | 4.6 | KG | [6 empty] | SHOP | SKID_GAS_RECUPERADO | 244266 |  | 1.25
FLANGE BLIND, RF, #600, B16.5, A105 | ASME B16.5 |  |  |  | FLANGE BLIND | FLANGE BLIND | D | 2" |  |  | TYPE=FLANGE-BLIND,SKEY=FLBL |  | FL |  | RF |  |  | mm | 60.325 | 2 | 1261.8645 | 2072.2102 | 2157.7077 | 600 |  | New |  | 4.6 | KG | [6 empty] | SHOP | SKID_GAS_RECUPERADO | 244267 |  | 1.25
FLANGE BLIND, RF, #600, B16.5, A105 | ASME B16.5 |  |  |  | FLANGE BLIND | FLANGE BLIND | D | 2" |  |  | TYPE=FLANGE-BLIND,SKEY=FLBL |  | FL |  | RF |  |  | mm | 60.325 | 2 | 1869.0646 | 1460.21 | 3355.41 | 600 |  | New |  | 4.6 | KG | [6 empty] | SHOP | SKID_GAS_RECUPERADO | 244268 |  | 1.25
PIPE NIPPLE, LONG TYPE, SCH 160, PBE, 3" LG ASTM A733 | ASTM A733 |  |  |  | PIPE NIPPLE, LONG TYPE, 3/4" ND, SCH 160, PBE, 3" LG, ASTM A733 | PIPE NIPPLE, LONG TYPE | A3A2 | 3/4" |  | LONG | SKEY=NRSC,TYPE=COUPLING |  | PL |  |  |  |  | mm | 26.67 | 0.75 | 1093.891 | 7952.5902 | 905.6119 |  | 160 | New |  | 0.304 | LB | [6 empty] | SHOP | SKID_GAS_RECUPERADO | 244269
SOCKOLET, #3000, B16.11, A105 | ASME B16.11 |  |  |  | SOCKOLET | SOCKOLET | D | 6"x1" |  |  | TYPE=OLET,SKEY=THSW |  | BV | 0 |  |  |  | mm | 168.275 | 6 | 1359.3426 | 12425.2155 | 1471.9962 | 3000 |  | Existing |  | 0.27 | KG | [6 empty] | SHOP | SKID_GAS_RECUPERADO | 244315
SOCKOLET, #3000, B16.11, A105 | ASME B16.11 |  |  |  | SOCKOLET | SOCKOLET | D | 6"x1" |  |  | TYPE=OLET,SKEY=THSW |  | BV | 0 |  |  |  | mm | 168.275 | 6 | 1359.3426 | 12425.2155 | 577.2337 | 3000 |  | Existing |  | 0.27 | KG | [6 empty] | SHOP | SKID_GAS_RECUPERADO | 244316
SOCKOLET, #3000, B16.11, A105 | ASME B16.11 |  |  |  | SOCKOLET | SOCKOLET | D | 6"x1" |  |  | TYPE=OLET,SKEY=THSW |  | BV | 0 |  |  |  | mm | 168.275 | 6 | 1359.3426 | 12425.2155 | 641.9962 | 3000 |  | Existing |  | 0.27 | KG | [6 empty] | SHOP | SKID_GAS_RECUPERADO | 244317
WELDOLET, BW, 80, MSS-SP-97, A105 | MSS-SP-97 |  |  |  | WELDOLET | WELDOLET | D | 6"x2" |  |  | TYPE=OLET,SKEY=WTBW |  | BV | 0 |  |  |  | mm | 168.275 | 6 | 1359.3426 | 12425.2155 | 881.9962 |  |  | Existing |  | 0.79 | KG | [6 empty] | SHOP | SKID_GAS_RECUPERADO | 244318
WELDOLET, BW, 80, MSS-SP-97, A105 | MSS-SP-97 |  |  |  | WELDOLET | WELDOLET | D | 6"x2" |  |  | TYPE=OLET,SKEY=WTBW |  | BV | 0 |  |  |  | mm | 168.275 | 6 | 1359.3426 | 12425.2155 | 881.9962 |  |  | Existing |  | 0.79 | KG | [6 empty] | SHOP | SKID_GAS_RECUPERADO | 244319
WELDOLET, BW, 80, MSS-SP-97, A105 | MSS-SP-97 |  |  |  | WELDOLET | WELDOLET | D | 6"x2" |  |  | TYPE=OLET,SKEY=WTBW |  | BV | 0 |  |  |  | mm | 168.275 | 6 | 1359.3426 | 12425.2155 | 1411.9962 |  |  | New |  | 0.79 | KG | [6 empty] | SHOP | SKID_GAS_RECUPERADO | 244320
SOCKOLET, #3000, B16.11, A105 | ASME B16.11 |  |  |  | SOCKOLET | SOCKOLET | B | 3"x1/2" |  |  | TYPE=OLET,SKEY=THSW |  | BV | 0 |  |  |  | mm | 88.9 | 3 | 926.5947 | 10254.2267 | 4415.9022 | 3000 |  | New |  | 0.15 | KG | [6 empty] | SHOP | SKID_GAS_RECUPERADO | 244321
SOCKOLET, #3000, B16.11, A105 | ASME B16.11 |  |  |  | SOCKOLET | SOCKOLET | B | 3"x1/2" |  |  | TYPE=OLET,SKEY=THSW |  | BV | 0 |  |  |  | mm | 88.9 | 3 | 926.5947 | 9674.8267 | 4415.9022 | 3000 |  | New |  | 0.15 | KG | [6 empty] | SHOP | SKID_GAS_RECUPERADO | 244322
SOCKOLET, #3000, B16.11, A105 | ASME B16.11 |  |  |  | SOCKOLET | SOCKOLET | D | 4"x1 1/2" |  |  | TYPE=OLET,SKEY=THSW |  | BV | 0 |  |  |  | mm | 114.3 | 4 | 584.7026 | 8522.7667 | 3029.4479 | 3000 |  | New |  | 0.47 | KG | [6 empty] | SHOP | SKID_GAS_RECUPERADO | 244323
SOCKOLET, #3000, B16.11, A105 | ASME B16.11 |  |  |  | SOCKOLET | SOCKOLET | B | 3"x1/2" |  |  | TYPE=OLET,SKEY=THSW |  | BV | 0 |  |  |  | mm | 88.9 | 3 | 1227.2776 | 8146.5417 | 3761.0937 | 3000 |  | New |  | 0.15 | KG | [6 empty] | SHOP | SKID_GAS_RECUPERADO | 244324
SOCKOLET, #3000, B16.11, A105 | ASME B16.11 |  |  |  | SOCKOLET | SOCKOLET | D | 4"x1/2" |  |  | TYPE=OLET,SKEY=THSW |  | BV | 0 |  |  |  | mm | 114.3 | 4 | 1093.8524 | 7734.0867 | 1297.4223 | 3000 |  | New |  | 0.15 | KG | [6 empty] | SHOP | SKID_GAS_RECUPERADO | 244325
SOCKOLET, #3000, B16.11, A105 | ASME B16.11 |  |  |  | SOCKOLET | SOCKOLET | D | 4"x1/2" |  |  | TYPE=OLET,SKEY=THSW |  | BV | 0 |  |  |  | mm | 114.3 | 4 | 1093.8524 | 7734.0867 | 751.683 | 3000 |  | New |  | 0.15 | KG | [6 empty] | SHOP | SKID_GAS_RECUPERADO | 244326
SOCKOLET, #3000, B16.11, A105 | ASME B16.11 |  |  |  | SOCKOLET | SOCKOLET | D | 4"x3/4" |  |  | TYPE=OLET,SKEY=THSW |  | BV | 0 |  |  |  | mm | 114.3 | 4 | 1093.8524 | 7734.0867 | 1145.383 | 3000 |  | New |  | 0.15 | KG | [6 empty] | SHOP | SKID_GAS_RECUPERADO | 244327
SOCKOLET, #3000, B16.11, A105 | ASME B16.11 |  |  |  | SOCKOLET | SOCKOLET | D | 4"x3/4" |  |  | TYPE=OLET,SKEY=THSW |  | BV | 0 |  |  |  | mm | 114.3 | 4 | 1093.8524 | 7734.0867 | 905.6119 | 3000 |  | New |  | 0.15 | KG | [6 empty] | SHOP | SKID_GAS_RECUPERADO | 244328
SOCKOLET, #3000, B16.11, A105 | ASME B16.11 |  |  |  | SOCKOLET | SOCKOLET | D | 4"x1/2" |  |  | TYPE=OLET,SKEY=THSW |  | BV | 0 |  |  |  | mm | 114.3 | 4 | 1093.8524 | 7734.0867 | 905.6119 | 3000 |  | New |  | 0.15 | KG | [6 empty] | SHOP | SKID_GAS_RECUPERADO | 244329
SOCKOLET, #3000, B16.11, A105 | ASME B16.11 |  |  |  | SOCKOLET | SOCKOLET | D | 4"x1/2" |  |  | TYPE=OLET,SKEY=THSW |  | BV | 0 |  |  |  | mm | 114.3 | 4 | 3010.8839 | 12270.4321 | 2102.3288 | 3000 |  | New |  | 0.15 | KG | [6 empty] | SHOP | SKID_GAS_RECUPERADO | 244330
SOCKOLET, #3000, B16.11, A105 | ASME B16.11 |  |  |  | SOCKOLET | SOCKOLET | D | 4"x1/2" |  |  | TYPE=OLET,SKEY=THSW |  | BV | 0 |  |  |  | mm | 114.3 | 4 | 3010.8839 | 10518.6417 | 2102.3288 | 3000 |  | New |  | 0.15 | KG | [6 empty] | SHOP | SKID_GAS_RECUPERADO | 244331
SOCKOLET, #3000, B16.11, A105 | ASME B16.11 |  |  |  | SOCKOLET | SOCKOLET | D | 4"x1/2" |  |  | TYPE=OLET,SKEY=THSW |  | BV | 0 |  |  |  | mm | 114.3 | 4 | 1261.8645 | 1100.8157 | 4522.7209 | 3000 |  | New |  | 0.15 | KG | [6 empty] | SHOP | SKID_GAS_RECUPERADO | 244332
SOCKOLET, #3000, B16.11, A105 | ASME B16.11 |  |  |  | SOCKOLET | SOCKOLET | D | 2"x1/2" |  |  | TYPE=OLET,SKEY=THSW |  | BV | 0 |  |  |  | mm | 60.325 | 2 | 1261.8645 | 2067.4101 | 3856.3617 | 3000 |  | New |  | 0.15 | KG | [6 empty] | SHOP | SKID_GAS_RECUPERADO | 244333
SOCKOLET, #3000, B16.11, A105 | ASME B16.11 |  |  |  | SOCKOLET | SOCKOLET | B | 3"x1/2" |  |  | TYPE=OLET,SKEY=THSW |  | BV | 0 |  |  |  | mm | 88.9 | 3 | 876.2981 | 2067.4101 | 4188.2637 | 3000 |  | New |  | 0.15 | KG | [6 empty] | SHOP | SKID_GAS_RECUPERADO | 244334
SOCKOLET, #3000, B16.11, A105 | ASME B16.11 |  |  |  | SOCKOLET | SOCKOLET | D | 4"x1" |  |  | TYPE=OLET,SKEY=THSW |  | BV | 0 |  |  |  | mm | 114.3 | 4 | 1261.8645 | 348.4815 | 3101.6857 | 3000 |  | New |  | 0.27 | KG | [6 empty] | SHOP | SKID_GAS_RECUPERADO | 244335
SOCKOLET, #3000, B16.11, A105 | ASME B16.11 |  |  |  | SOCKOLET | SOCKOLET | B | 6"x1" |  |  | TYPE=OLET,SKEY=THSW |  | BV | 0 |  |  |  | mm | 168.275 | 6 | 80.0028 | 2950.802 | 3175.1411 | 3000 |  | New |  | 0.27 | KG | [6 empty] | SHOP | SKID_GAS_RECUPERADO | 244336
SOCKOLET, #3000, B16.11, A105 | ASME B16.11 |  |  |  | SOCKOLET | SOCKOLET | B | 6"x1" |  |  | TYPE=OLET,SKEY=THSW |  | BV | 0 |  |  |  | mm | 168.275 | 6 | 80.0028 | 2792.4163 | 3175.1411 | 3000 |  | New |  | 0.27 | KG | [6 empty] | SHOP | SKID_GAS_RECUPERADO | 244337
SOCKOLET, #3000, B16.11, A105 | ASME B16.11 |  |  |  | SOCKOLET | SOCKOLET | D | 4"x1/2" |  |  | TYPE=OLET,SKEY=THSW |  | BV | 0 |  |  |  | mm | 114.3 | 4 | 585.0421 | 13435.5576 | 1182.9117 | 3000 |  | New |  | 0.15 | KG | [6 empty] | SHOP | SKID_GAS_RECUPERADO | 244338
WELDOLET, BW, 80, MSS-SP-97, A105 | MSS-SP-97 |  |  |  | WELDOLET | WELDOLET | D | 8"x3" |  |  | TYPE=OLET,SKEY=WTBW |  | BV | 0 |  |  |  | mm | 219.075 | 8 | 1359.3426 | 10298.1857 | 2611.9962 |  |  | New |  | 1.86 | KG | [6 empty] | SHOP | SKID_GAS_RECUPERADO | 244339
SOCKOLET, #3000, B16.11, A105 | ASME B16.11 |  |  |  | SOCKOLET | SOCKOLET | D | 4"x1/2" |  |  | TYPE=OLET,SKEY=THSW |  | BV | 0 |  |  |  | mm | 114.3 | 4 | 584.7026 | 12424.409 | 3329.4479 | 3000 |  | New |  | 0.15 | KG | [6 empty] | SHOP | SKID_GAS_RECUPERADO | 244340
WELDOLET, BW, XS, MSS-SP-97 | MSS-SP-97 |  |  |  | WELDOLET, 6"X2" ND, BW, XS, 1 1/2" LG, MSS-SP-97 | WELDOLET | A3A2 | 6"x2" |  |  | TYPE=OLET,SKEY=WTBW |  | BV | 0 |  |  |  | mm | 168.275 | 6 | 80.0028 | 11502.175 | 3175.1411 |  |  | New |  | 0.79 | KG | [6 empty] | SHOP | SKID_GAS_RECUPERADO | 244341
SOCKOLET, #3000, B16.11, A105 | ASME B16.11 |  |  |  | SOCKOLET | SOCKOLET | B | 6"x1" |  |  | TYPE=OLET,SKEY=THSW |  | BV | 0 |  |  |  | mm | 168.275 | 6 | 80.0028 | 3782.7325 | 3175.1411 | 3000 |  | New |  | 0.27 | KG | [6 empty] | SHOP | SKID_GAS_RECUPERADO | 244342
ORIFICE PLATE, # 600, RF, ASME B16.48 | ASME B16.48 |  |  |  | ORIFICE PLATE, 2" ND, 600 LB, RF, 4 3/16" LG, ASME B16.48 | Orifice Plate | A3A2 | 2" |  |  | TYPE=INSTRUMENT,SKEY=OP |  | WF | 0 | RF |  |  | mm | 60.325 | 2 | 80.0028 | 12888.1816 | 4536.243 | 600 |  | New |  | 0.6 | LB | [6 empty] | SHOP | SKID_GAS_RECUPERADO | 244343
ORIFICE PLATE, # 150, RF, ASME B16.48 | ASME B16.48 |  |  |  | ORIFICE PLATE, 2", 150#, RF, 2 15/16" LG, ASME B16.48 | Orifice Plate | A1A2 | 2" |  |  | TYPE=INSTRUMENT,SKEY=OP |  | WF | 0 | RF |  |  | mm | 60.325 | 2 | 3320.0028 | 929.1916 | 3109.8899 | 150 |  | New |  | 0.6 | LB | [6 empty] | SHOP | SKID_GAS_RECUPERADO | 244344
ORIFICE PLATE, # 150, RF, ASME B16.48 | ASME B16.48 |  |  |  | ORIFICE PLATE, 2", 150#, RF, 2 15/16" LG, ASME B16.48 | Orifice Plate | A1A2 | 2" |  |  | TYPE=INSTRUMENT,SKEY=OP |  | WF | 0 | RF |  |  | mm | 60.325 | 2 | 3311.5743 | 974.9416 | 3109.8899 | 150 |  | New |  | 0.6 | LB | [6 empty] | SHOP | SKID_GAS_RECUPERADO | 244345
PIPE, SCH 80, BE, B36.1, A-106 GR.B | ASTM A106 |  |  |  | PIPE, SEAMLESS, 80, 2" ND, PE, ASTM A106 | PIPE, SEAMLESS | A3A2 | 2" |  |  | TYPE=PIPE |  | PL |  |  |  |  | mm | 60.325 | 2 | 80.0028 | 12811.9816 | 3880.4706 |  | 80 | New |  |  | KG | [6 empty] | SHOP | SKID_GAS_RECUPERADO | 244346
PIPE, SCH 80, BE, B36.1, A-106 GR.B | ASTM A106 |  |  |  | PIPE, SEAMLESS, 80, 2" ND, PE, ASTM A106 | PIPE, SEAMLESS | A3A2 | 2" |  |  | TYPE=PIPE |  | PL |  |  |  |  | mm | 60.325 | 2 | 80.0028 | 12888.1816 | 4443.4637 |  | 80 | New |  |  | KG | [6 empty] | SHOP | SKID_GAS_RECUPERADO | 244347
PIPE, SEAMLESS, BE, SCH 80, B36.10, A106 Gr B | API 5L Gr. B |  |  |  | 3"-8" | PIPE, SEAMLESS | D | 4" |  |  | TYPE=PIPE |  | PL |  |  |  |  | mm | 114.3 | 4 | 584.7026 | 8522.7667 | 3177.0479 |  | STD | New |  | 22.32 | KG | [6 empty] | SHOP | SKID_GAS_RECUPERADO | 244348
PIPE, SEAMLESS, BE, SCH 80, B36.10, A106 Gr B | API 5L Gr. B |  |  |  | 3"-8" | PIPE, SEAMLESS | D | 4" |  |  | TYPE=PIPE |  | PL |  |  |  |  | mm | 114.3 | 4 | 584.7026 | 11952.1087 | 3329.4479 |  | STD | New |  | 22.32 | KG | [6 empty] | SHOP | SKID_GAS_RECUPERADO | 244349
PIPE, SEAMLESS, BE, SCH 80, B36.10, A106 Gr B | API 5L Gr. B |  |  |  | 3"-8" | PIPE, SEAMLESS | D | 4" |  |  | TYPE=PIPE |  | PL |  |  |  |  | mm | 114.3 | 4 | 584.7026 | 13435.5576 | 3434.0959 |  | STD | New |  | 22.32 | KG | [6 empty] | SHOP | SKID_GAS_RECUPERADO | 244350
PIPE, SEAMLESS, BE, SCH 80, B36.10, A106 Gr B | API 5L Gr. B |  |  |  | 3"-8" | PIPE, SEAMLESS | D | 4" |  |  | TYPE=PIPE |  | PL |  |  |  |  | mm | 114.3 | 4 | 3010.8839 | 1612.61 | 2102.3288 |  | STD | New |  | 22.32 | KG | [6 empty] | SHOP | SKID_GAS_RECUPERADO | 244351
PIPE, SEAMLESS, BE, SCH 80, B36.10, A106 Gr B | API 5L Gr. B |  |  |  | 3"-8" | PIPE, SEAMLESS | D | 4" |  |  | TYPE=PIPE |  | PL |  |  |  |  | mm | 114.3 | 4 | 1206.9426 | 11116.5246 | 4977.3603 |  | STD | New |  | 22.32 | KG | [6 empty] | SHOP | SKID_GAS_RECUPERADO | 244352
PIPE, SEAMLESS, BE, SCH 80, B36.10, A106 Gr B | API 5L Gr. B |  |  |  | 3"-8" | PIPE, SEAMLESS | D | 6" |  |  | TYPE=PIPE |  | PL |  |  |  |  | mm | 168.275 | 6 | 1359.3426 | 12425.2155 | 581.9962 |  | STD | Existing |  | 45.56 | KG | [6 empty] | SHOP | SKID_GAS_RECUPERADO | 244353
PIPE, SEAMLESS, PE, SCH 160, B36.10, A106 Gr. B | ASTM A106 Gr. B |  |  |  | 1/2"-1-1/2" | PIPE, SEAMLESS | D | 1/2" |  |  | TYPE=PIPE |  | PL |  |  |  |  | mm | 21.336 | 0.5 | 1359.3426 | 10261.4546 | 230.3236 |  | 10S | New |  | 1.95 | KG | [6 empty] | SHOP | SKID_GAS_RECUPERADO | 244354
PIPE, SEAMLESS, PE, SCH 160, B36.10, A106 Gr. B | ASTM A106 Gr. B |  |  |  | 1/2"-1-1/2" | PIPE, SEAMLESS | D | 1/2" |  |  | TYPE=PIPE |  | PL |  |  |  |  | mm | 21.336 | 0.5 | 1359.3426 | 10352.2026 | 811.9962 |  | 10S | New |  | 1.95 | KG | [6 empty] | SHOP | SKID_GAS_RECUPERADO | 244355
PIPE, SEAMLESS, PE, SCH 160, B36.10, A106 Gr. B | ASTM A106 Gr. B |  |  |  | 1/2"-1-1/2" | PIPE, SEAMLESS | D | 1/2" |  |  | TYPE=PIPE |  | PL |  |  |  |  | mm | 21.336 | 0.5 | 1087.0194 | 10261.4639 | 214.5756 |  | 10S | New |  | 1.95 | KG | [6 empty] | SHOP | SKID_GAS_RECUPERADO | 244356
PIPE, SEAMLESS, PE, SCH 160, B36.10, A106 Gr. B | ASTM A106 Gr. B |  |  |  | 1/2"-1-1/2" | PIPE, SEAMLESS | D | 1/2" |  |  | TYPE=PIPE |  | PL |  |  |  |  | mm | 21.336 | 0.5 | 865.8989 | 10245.7235 | 214.5756 |  | 10S | New |  | 1.95 | KG | [6 empty] | SHOP | SKID_GAS_RECUPERADO | 244357
PIPE, SEAMLESS, PE, SCH 160, B36.10, A106 Gr. B | ASTM A106 Gr. B |  |  |  | 1/2"-1-1/2" | PIPE, SEAMLESS | D | 1/2" |  |  | TYPE=PIPE |  | PL |  |  |  |  | mm | 21.336 | 0.5 | 956.6474 | 10261.4684 | 214.5756 |  | 10S | New |  | 1.95 | KG | [6 empty] | SHOP | SKID_GAS_RECUPERADO | 244358
PIPE, SEAMLESS, PE, SCH 160, B36.10, A106 Gr. B | ASTM A106 Gr. B |  |  |  | 1/2"-1-1/2" | PIPE, SEAMLESS | D | 1/2" |  |  | TYPE=PIPE |  | PL |  |  |  |  | mm | 21.336 | 0.5 | 850.1514 | 10261.4721 | 214.5756 |  | 10S | New |  | 1.95 | KG | [6 empty] | SHOP | SKID_GAS_RECUPERADO | 244359
PIPE, SEAMLESS, PE, SCH 160, B36.10, A106 Gr. B | ASTM A106 Gr. B |  |  |  | 1/2"-1-1/2" | PIPE, SEAMLESS | B | 1" |  |  | TYPE=PIPE |  | PL |  |  |  |  | mm | 33.401 | 1 | 212.2469 | 10283.8459 | 214.5756 |  | 10S | New |  | 4.24 | KG | [6 empty] | SHOP | SKID_GAS_RECUPERADO | 244360
PIPE, SEAMLESS, PE, SCH 160, B36.10, A106 Gr. B | ASTM A106 Gr. B |  |  |  | 1/2"-1-1/2" | PIPE, SEAMLESS | B | 1/2" |  |  | TYPE=PIPE |  | PL |  |  |  |  | mm | 21.336 | 0.5 | 234.6031 | 10406.1972 | 214.5756 |  | 10S | New |  | 1.95 | KG | [6 empty] | SHOP | SKID_GAS_RECUPERADO | 244361
PIPE, SEAMLESS, PE, SCH 160, B36.10, A106 Gr. B | ASTM A106 Gr. B |  |  |  | 1/2"-1-1/2" | PIPE, SEAMLESS | B | 1/2" |  |  | TYPE=PIPE |  | PL |  |  |  |  | mm | 21.336 | 0.5 | 234.5982 | 10261.4932 | 214.5756 |  | 10S | New |  | 1.95 | KG | [6 empty] | SHOP | SKID_GAS_RECUPERADO | 244362
PIPE, SEAMLESS, PE, SCH 160, B36.10, A106 Gr. B | ASTM A106 Gr. B |  |  |  | 1/2"-1-1/2" | PIPE, SEAMLESS | D | 1/2" |  |  | TYPE=PIPE |  | PL |  |  |  |  | mm | 21.336 | 0.5 | 1118.5154 | 10261.4629 | 214.5756 |  | 10S | New |  | 1.95 | KG | [6 empty] | SHOP | SKID_GAS_RECUPERADO | 244363
PIPE, SEAMLESS, PE, SCH 160, B36.10, A106 Gr. B | ASTM A106 Gr. B |  |  |  | 1/2"-1-1/2" | PIPE, SEAMLESS | D | 1/2" |  |  | TYPE=PIPE |  | PL |  |  |  |  | mm | 21.336 | 0.5 | 1087.0243 | 10406.1927 | 214.5756 |  | 10S | New |  | 1.95 | KG | [6 empty] | SHOP | SKID_GAS_RECUPERADO | 244364
PIPE, SEAMLESS, PE, SCH 160, B36.10, A106 Gr. B | ASTM A106 Gr. B |  |  |  | 1/2"-1-1/2" | PIPE, SEAMLESS | D | 1/2" |  |  | TYPE=PIPE |  | PL |  |  |  |  | mm | 21.336 | 0.5 | 1102.768 | 10277.2114 | 214.5756 |  | 10S | New |  | 1.95 | KG | [6 empty] | SHOP | SKID_GAS_RECUPERADO | 244365
PIPE, SEAMLESS, PE, SCH 160, B36.10, A106 Gr. B | ASTM A106 Gr. B |  |  |  | 1/2"-1-1/2" | PIPE, SEAMLESS | B | 1/2" |  |  | TYPE=PIPE |  | PL |  |  |  |  | mm | 21.336 | 0.5 | 926.5947 | 10254.2267 | 4355.5772 |  | 10S | New |  | 1.95 | KG | [6 empty] | SHOP | SKID_GAS_RECUPERADO | 244366
PIPE, SEAMLESS, PE, SCH 160, B36.10, A106 Gr. B | ASTM A106 Gr. B |  |  |  | 1/2"-1-1/2" | PIPE, SEAMLESS | B | 1/2" |  |  | TYPE=PIPE |  | PL |  |  |  |  | mm | 21.336 | 0.5 | 926.5947 | 9674.8267 | 4355.5772 |  | 10S | New |  | 1.95 | KG | [6 empty] | SHOP | SKID_GAS_RECUPERADO | 244367
PIPE, SEAMLESS, BE, SCH 40, B36.10, A106 Gr. B | API 5L Gr. B |  |  |  | 2"-24" | PIPE, SEAMLESS | B | 3" |  |  | TYPE=PIPE |  | PL |  |  |  |  | mm | 88.9 | 3 | 194.3028 | 10254.2267 | 4415.9022 |  | STD | New |  | 11.29 | KG | [6 empty] | SHOP | SKID_GAS_RECUPERADO | 244368
PIPE, SEAMLESS, BE, SCH 40, B36.10, A106 Gr. B | API 5L Gr. B |  |  |  | 2"-24" | PIPE, SEAMLESS | B | 3" |  |  | TYPE=PIPE |  | PL |  |  |  |  | mm | 88.9 | 3 | 194.3028 | 9674.8267 | 4415.9022 |  | STD | New |  | 11.29 | KG | [6 empty] | SHOP | SKID_GAS_RECUPERADO | 244369
PIPE, SEAMLESS, PE, SCH 160, B36.10, A106 Gr. B | ASTM A106 Gr. B |  |  |  | 1/2"-1-1/2" | PIPE, SEAMLESS | D | 1/2" |  |  | TYPE=PIPE |  | PL |  |  |  |  | mm | 21.336 | 0.5 | 582.9958 | 5855.7676 | 409.6829 |  | 10S | New |  | 1.95 | KG | [6 empty] | SHOP | SKID_GAS_RECUPERADO | 244370
PIPE, SEAMLESS, PE, SCH 160, B36.10, A106 Gr. B | ASTM A106 Gr. B |  |  |  | 1/2"-1-1/2" | PIPE, SEAMLESS | D | 1/2" |  |  | TYPE=PIPE |  | PL |  |  |  |  | mm | 21.336 | 0.5 | 729.236 | 8878.8716 | 214.5756 |  | 10S | New |  | 1.95 | KG | [6 empty] | SHOP | SKID_GAS_RECUPERADO | 244371
PIPE, SEAMLESS, PE, SCH 160, B36.10, A106 Gr. B | ASTM A106 Gr. B |  |  |  | 1/2"-1-1/2" | PIPE, SEAMLESS | D | 1/2" |  |  | TYPE=PIPE |  | PL |  |  |  |  | mm | 21.336 | 0.5 | 600.2547 | 8863.1279 | 214.5756 |  | 10S | New |  | 1.95 | KG | [6 empty] | SHOP | SKID_GAS_RECUPERADO | 244372
PIPE, SEAMLESS, PE, SCH 160, B36.10, A106 Gr. B | ASTM A106 Gr. B |  |  |  | 1/2"-1-1/2" | PIPE, SEAMLESS | D | 1/2" |  |  | TYPE=PIPE |  | PL |  |  |  |  | mm | 21.336 | 0.5 | 584.5072 | 8878.8765 | 214.5756 |  | 10S | New |  | 1.95 | KG | [6 empty] | SHOP | SKID_GAS_RECUPERADO | 244373
PIPE, SEAMLESS, PE, SCH 160, B36.10, A106 Gr. B | ASTM A106 Gr. B |  |  |  | 1/2"-1-1/2" | PIPE, SEAMLESS | D | 1/2" |  |  | TYPE=PIPE |  | PL |  |  |  |  | mm | 21.336 | 0.5 | 584.5224 | 9320.8331 | 214.5756 |  | 10S | New |  | 1.95 | KG | [6 empty] | SHOP | SKID_GAS_RECUPERADO | 244374
PIPE, SEAMLESS, PE, SCH 160, B36.10, A106 Gr. B | ASTM A106 Gr. B |  |  |  | 1/2"-1-1/2" | PIPE, SEAMLESS | D | 1/2" |  |  | TYPE=PIPE |  | PL |  |  |  |  | mm | 21.336 | 0.5 | 584.5294 | 9525.9257 | 214.5756 |  | 10S | New |  | 1.95 | KG | [6 empty] | SHOP | SKID_GAS_RECUPERADO | 244375
PIPE, SEAMLESS, PE, SCH 160, B36.10, A106 Gr. B | ASTM A106 Gr. B |  |  |  | 1/2"-1-1/2" | PIPE, SEAMLESS | D | 1/2" |  |  | TYPE=PIPE |  | PL |  |  |  |  | mm | 21.336 | 0.5 | 584.5257 | 9419.4297 | 214.5756 |  | 10S | New |  | 1.95 | KG | [6 empty] | SHOP | SKID_GAS_RECUPERADO | 244376
PIPE, SEAMLESS, PE, SCH 160, B36.10, A106 Gr. B | ASTM A106 Gr. B |  |  |  | 1/2"-1-1/2" | PIPE, SEAMLESS | D | 1/2" |  |  | TYPE=PIPE |  | PL |  |  |  |  | mm | 21.336 | 0.5 | 568.7808 | 9510.1782 | 214.5756 |  | 10S | New |  | 1.95 | KG | [6 empty] | SHOP | SKID_GAS_RECUPERADO | 244377
PIPE, SEAMLESS, PE, SCH 160, B36.10, A106 Gr. B | ASTM A106 Gr. B |  |  |  | 1/2"-1-1/2" | PIPE, SEAMLESS | D | 1/2" |  |  | TYPE=PIPE |  | PL |  |  |  |  | mm | 21.336 | 0.5 | 584.515 | 9107.8451 | 214.5756 |  | 10S | New |  | 1.95 | KG | [6 empty] | SHOP | SKID_GAS_RECUPERADO | 244378
PIPE, SEAMLESS, PE, SCH 160, B36.10, A106 Gr. B | ASTM A106 Gr. B |  |  |  | 1/2"-1-1/2" | PIPE, SEAMLESS | D | 1/2" |  |  | TYPE=PIPE |  | PL |  |  |  |  | mm | 21.336 | 0.5 | 584.5106 | 8977.4731 | 214.5756 |  | 10S | New |  | 1.95 | KG | [6 empty] | SHOP | SKID_GAS_RECUPERADO | 244379
PIPE, SEAMLESS, PE, SCH 160, B36.10, A106 Gr. B | ASTM A106 Gr. B |  |  |  | 1/2"-1-1/2" | PIPE, SEAMLESS | D | 1/2" |  |  | TYPE=PIPE |  | PL |  |  |  |  | mm | 21.336 | 0.5 | 584.5012 | 8359.5148 | 214.5756 |  | 10S | New |  | 1.95 | KG | [6 empty] | SHOP | SKID_GAS_RECUPERADO | 244380
PIPE, SEAMLESS, PE, SCH 160, B36.10, A106 Gr. B | ASTM A106 Gr. B |  |  |  | 1/2"-1-1/2" | PIPE, SEAMLESS | B | 1/2" |  |  | TYPE=PIPE |  | PL |  |  |  |  | mm | 21.336 | 0.5 | 729.2379 | 9656.2927 | 214.5756 |  | 10S | New |  | 1.95 | KG | [6 empty] | SHOP | SKID_GAS_RECUPERADO | 244381
PIPE, SEAMLESS, PE, SCH 160, B36.10, A106 Gr. B | ASTM A106 Gr. B |  |  |  | 1/2"-1-1/2" | PIPE, SEAMLESS | B | 1/2" |  |  | TYPE=PIPE |  | PL |  |  |  |  | mm | 21.336 | 0.5 | 584.5339 | 9656.2977 | 214.5756 |  | 10S | New |  | 1.95 | KG | [6 empty] | SHOP | SKID_GAS_RECUPERADO | 244382
PIPE, SEAMLESS, PE, SCH 160, B36.10, A106 Gr. B | ASTM A106 Gr. B |  |  |  | 1/2"-1-1/2" | PIPE, SEAMLESS | B | 1/2" |  |  | TYPE=PIPE |  | PL |  |  |  |  | mm | 21.336 | 0.5 | 713.493 | 9747.0413 | 214.5756 |  | 10S | New |  | 1.95 | KG | [6 empty] | SHOP | SKID_GAS_RECUPERADO | 244383
PIPE, SEAMLESS, PE, SCH 160, B36.10, A106 Gr. B | ASTM A106 Gr. B |  |  |  | 1/2"-1-1/2" | PIPE, SEAMLESS | D | 1/2" |  |  | TYPE=PIPE |  | PL |  |  |  |  | mm | 21.336 | 0.5 | 231.0488 | 6630.6188 | 307.3387 |  | 10S | New |  | 1.95 | KG | [6 empty] | SHOP | SKID_GAS_RECUPERADO | 244384
PIPE, SEAMLESS, PE, SCH 160, B36.10, A106 Gr. B | ASTM A106 Gr. B |  |  |  | 1/2"-1-1/2" | PIPE, SEAMLESS | D | 1/2" |  |  | TYPE=PIPE |  | PL |  |  |  |  | mm | 21.336 | 0.5 | 231.7388 | 7797.0297 | 307.3387 |  | 10S | New |  | 1.95 | KG | [6 empty] | SHOP | SKID_GAS_RECUPERADO | 244385
PIPE, SEAMLESS, PE, SCH 160, B36.10, A106 Gr. B | ASTM A106 Gr. B |  |  |  | 1/2"-1-1/2" | PIPE, SEAMLESS | D | 1/2" |  |  | TYPE=PIPE |  | PL |  |  |  |  | mm | 21.336 | 0.5 | 246.7741 | 7293.4166 | 307.3387 |  | 10S | New |  | 1.95 | KG | [6 empty] | SHOP | SKID_GAS_RECUPERADO | 244386
PIPE, SEAMLESS, PE, SCH 160, B36.10, A106 Gr. B | ASTM A106 Gr. B |  |  |  | 1/2"-1-1/2" | PIPE, SEAMLESS | D | 1/2" |  |  | TYPE=PIPE |  | PL |  |  |  |  | mm | 21.336 | 0.5 | 231.0452 | 6737.1148 | 307.3387 |  | 10S | New |  | 1.95 | KG | [6 empty] | SHOP | SKID_GAS_RECUPERADO | 244387
PIPE, SEAMLESS, PE, SCH 160, B36.10, A106 Gr. B | ASTM A106 Gr. B |  |  |  | 1/2"-1-1/2" | PIPE, SEAMLESS | D | 1/2" |  |  | TYPE=PIPE |  | PL |  |  |  |  | mm | 21.336 | 0.5 | 215.3003 | 6646.3663 | 307.3387 |  | 10S | New |  | 1.95 | KG | [6 empty] | SHOP | SKID_GAS_RECUPERADO | 244388
PIPE, SEAMLESS, PE, SCH 160, B36.10, A106 Gr. B | ASTM A106 Gr. B |  |  |  | 1/2"-1-1/2" | PIPE, SEAMLESS | D | 1/2" |  |  | TYPE=PIPE |  | PL |  |  |  |  | mm | 21.336 | 0.5 | 231.03 | 7179.0715 | 307.3387 |  | 10S | New |  | 1.95 | KG | [6 empty] | SHOP | SKID_GAS_RECUPERADO | 244389
PIPE, SEAMLESS, PE, SCH 160, B36.10, A106 Gr. B | ASTM A106 Gr. B |  |  |  | 1/2"-1-1/2" | PIPE, SEAMLESS | D | 1/2" |  |  | TYPE=PIPE |  | PL |  |  |  |  | mm | 21.336 | 0.5 | 375.7554 | 7277.673 | 307.3387 |  | 10S | New |  | 1.95 | KG | [6 empty] | SHOP | SKID_GAS_RECUPERADO | 244390
PIPE, SEAMLESS, PE, SCH 160, B36.10, A106 Gr. B | ASTM A106 Gr. B |  |  |  | 1/2"-1-1/2" | PIPE, SEAMLESS | D | 1/2" |  |  | TYPE=PIPE |  | PL |  |  |  |  | mm | 21.336 | 0.5 | 231.0345 | 7048.6995 | 307.3387 |  | 10S | New |  | 1.95 | KG | [6 empty] | SHOP | SKID_GAS_RECUPERADO | 244391
PIPE, SEAMLESS, PE, SCH 160, B36.10, A106 Gr. B | ASTM A106 Gr. B |  |  |  | 1/2"-1-1/2" | PIPE, SEAMLESS | D | 1/2" |  |  | TYPE=PIPE |  | PL |  |  |  |  | mm | 21.336 | 0.5 | 231.0266 | 7277.6681 | 307.3387 |  | 10S | New |  | 1.95 | KG | [6 empty] | SHOP | SKID_GAS_RECUPERADO | 244392
PIPE, SEAMLESS, PE, SCH 160, B36.10, A106 Gr. B | ASTM A106 Gr. B |  |  |  | 1/2"-1-1/2" | PIPE, SEAMLESS | D | 1/2" |  |  | TYPE=PIPE |  | PL |  |  |  |  | mm | 21.336 | 0.5 | 231.0418 | 6835.7114 | 307.3387 |  | 10S | New |  | 1.95 | KG | [6 empty] | SHOP | SKID_GAS_RECUPERADO | 244393
PIPE, SEAMLESS, PE, SCH 160, B36.10, A106 Gr. B | ASTM A106 Gr. B |  |  |  | 1/2"-1-1/2" | PIPE, SEAMLESS | B | 1/2" |  |  | TYPE=PIPE |  | PL |  |  |  |  | mm | 21.336 | 0.5 | 375.7573 | 6500.2518 | 307.3387 |  | 10S | New |  | 1.95 | KG | [6 empty] | SHOP | SKID_GAS_RECUPERADO | 244394
PIPE, SEAMLESS, PE, SCH 160, B36.10, A106 Gr. B | ASTM A106 Gr. B |  |  |  | 1/2"-1-1/2" | PIPE, SEAMLESS | D | 1/2" |  |  | TYPE=PIPE |  | PL |  |  |  |  | mm | 21.336 | 0.5 | 439.9702 | 10261.4861 | 214.5756 |  | 10S | New |  | 1.95 | KG | [6 empty] | SHOP | SKID_GAS_RECUPERADO | 244395
PIPE, SEAMLESS, PE, SCH 160, B36.10, A106 Gr. B | ASTM A106 Gr. B |  |  |  | 1/2"-1-1/2" | PIPE, SEAMLESS | D | 1/2" |  |  | TYPE=PIPE |  | PL |  |  |  |  | mm | 21.336 | 0.5 | 538.5668 | 10261.4827 | 214.5756 |  | 10S | New |  | 1.95 | KG | [6 empty] | SHOP | SKID_GAS_RECUPERADO | 244396
PIPE, SEAMLESS, PE, SCH 160, B36.10, A106 Gr. B | ASTM A106 Gr. B |  |  |  | 1/2"-1-1/2" | PIPE, SEAMLESS | D | 1 1/2" |  |  | TYPE=PIPE |  | PL |  |  |  |  | mm | 48.26 | 1.5 | 664.0776 | 8522.7667 | 3029.4479 |  | 10S | New |  | 7.25 | KG | [6 empty] | SHOP | SKID_GAS_RECUPERADO | 244397
PIPE, SEAMLESS, PE, SCH 160, B36.10, A106 Gr. B | ASTM A106 Gr. B |  |  |  | 1/2"-1-1/2" | PIPE, SEAMLESS | D | 1 1/2" |  |  | TYPE=PIPE |  | PL |  |  |  |  | mm | 48.26 | 1.5 | 1195.5276 | 8522.7667 | 3029.4479 |  | 10S | New |  | 7.25 | KG | [6 empty] | SHOP | SKID_GAS_RECUPERADO | 244398
PIPE, SEAMLESS, PE, SCH 160, B36.10, A106 Gr. B | ASTM A106 Gr. B |  |  |  | 1/2"-1-1/2" | PIPE, SEAMLESS | D | 1 1/2" |  |  | TYPE=PIPE |  | PL |  |  |  |  | mm | 48.26 | 1.5 | 999.3276 | 8522.7667 | 3029.4479 |  | 10S | New |  | 7.25 | KG | [6 empty] | SHOP | SKID_GAS_RECUPERADO | 244399
PIPE, SEAMLESS, PE, SCH 160, B36.10, A106 Gr. B | ASTM A106 Gr. B |  |  |  | 1/2"-1-1/2" | PIPE, SEAMLESS | D | 1/2" |  |  | TYPE=PIPE |  | PL |  |  |  |  | mm | 21.336 | 0.5 | 1031.0776 | 8522.7667 | 2997.6979 |  | 10S | New |  | 1.95 | KG | [6 empty] | SHOP | SKID_GAS_RECUPERADO | 244401
PIPE, SEAMLESS, BE, SCH 40, B36.10, A106 Gr. B | API 5L Gr. B |  |  |  | 2"-24" | PIPE, SEAMLESS | B | 3" |  |  | TYPE=PIPE |  | PL |  |  |  |  | mm | 88.9 | 3 | 1227.2776 | 8247.2174 | 3761.0937 |  | STD | New |  | 11.29 | KG | [6 empty] | SHOP | SKID_GAS_RECUPERADO | 244402
PIPE, SEAMLESS, BE, SCH 40, B36.10, A106 Gr. B | API 5L Gr. B |  |  |  | 2"-24" | PIPE, SEAMLESS | B | 6" |  |  | TYPE=PIPE |  | PL |  |  |  |  | mm | 168.275 | 6 | 80.0028 | 1924.6621 | 3175.1411 |  | STD | New |  | 28.26 | KG | [6 empty] | SHOP | SKID_GAS_RECUPERADO | 244403
PIPE, SEAMLESS, PE, SCH 160, B36.10, A106 Gr. B | ASTM A106 Gr. B |  |  |  | 1/2"-1-1/2" | PIPE, SEAMLESS | B | 1/2" |  |  | TYPE=PIPE |  | PL |  |  |  |  | mm | 21.336 | 0.5 | 1227.2776 | 8146.5417 | 3700.7687 |  | 10S | New |  | 1.95 | KG | [6 empty] | SHOP | SKID_GAS_RECUPERADO | 244404
PIPE, SEAMLESS, BE, SCH 40, B36.10, A106 Gr. B | API 5L Gr. B |  |  |  | 2"-24" | PIPE, SEAMLESS | B | 6" |  |  | TYPE=PIPE |  | PL |  |  |  |  | mm | 168.275 | 6 | 80.0028 | 7470.3681 | 3175.1411 |  | STD | New |  | 28.26 | KG | [6 empty] | SHOP | SKID_GAS_RECUPERADO | 244405
PIPE, SEAMLESS, BE, SCH 40, B36.10, A106 Gr. B | API 5L Gr. B |  |  |  | 2"-24" | PIPE, SEAMLESS | B | 3" |  |  | TYPE=PIPE |  | PL |  |  |  |  | mm | 88.9 | 3 | 1112.9776 | 7613.1161 | 3761.0937 |  | STD | New |  | 11.29 | KG | [6 empty] | SHOP | SKID_GAS_RECUPERADO | 244406
PIPE, SEAMLESS, PE, SCH 160, B36.10, A106 Gr. B | ASTM A106 Gr. B |  |  |  | 1/2"-1-1/2" | PIPE, SEAMLESS | D | 3/4" |  |  | TYPE=PIPE |  | PL |  |  |  |  | mm | 26.67 | 0.75 | 1093.8524 | 8030.1777 | 1145.383 |  | 10S | New |  | 2.9 | KG | [6 empty] | SHOP | SKID_GAS_RECUPERADO | 244407
PIPE, SEAMLESS, BE, SCH 80, B36.10, A106 Gr B | API 5L Gr. B |  |  |  | 3"-8" | PIPE, SEAMLESS | D | 4" |  |  | TYPE=PIPE |  | PL |  |  |  |  | mm | 114.3 | 4 | 1093.8524 | 7734.0867 | 1291.0723 |  | STD | New |  | 22.32 | KG | [6 empty] | SHOP | SKID_GAS_RECUPERADO | 244408
PIPE, SEAMLESS, PE, SCH 160, B36.10, A106 Gr. B | ASTM A106 Gr. B |  |  |  | 1/2"-1-1/2" | PIPE, SEAMLESS | D | 3/4" |  |  | TYPE=PIPE |  | PL |  |  |  |  | mm | 26.67 | 0.75 | 1093.8793 | 7886.5502 | 905.6119 |  | 10S | New |  | 2.9 | KG | [6 empty] | SHOP | SKID_GAS_RECUPERADO | 244409
PIPE, SEAMLESS, PE, SCH 160, B36.10, A106 Gr. B | ASTM A106 Gr. B |  |  |  | 1/2"-1-1/2" | PIPE, SEAMLESS | D | 3/4" |  |  | TYPE=PIPE |  | PL |  |  |  |  | mm | 26.67 | 0.75 | 1093.9094 | 8057.1366 | 905.6119 |  | 10S | New |  | 2.9 | KG | [6 empty] | SHOP | SKID_GAS_RECUPERADO | 244410
PIPE, SEAMLESS, PE, SCH 160, B36.10, A106 Gr. B | ASTM A106 Gr. B |  |  |  | 1/2"-1-1/2" | PIPE, SEAMLESS | D | 3/4" |  |  | TYPE=PIPE |  | PL |  |  |  |  | mm | 26.67 | 0.75 | 995.5004 | 8268.44 | 1145.383 |  | 10S | New |  | 2.9 | KG | [6 empty] | SHOP | SKID_GAS_RECUPERADO | 244411
PIPE, SEAMLESS, PE, SCH 160, B36.10, A106 Gr. B | ASTM A106 Gr. B |  |  |  | 1/2"-1-1/2" | PIPE, SEAMLESS | D | 3/4" |  |  | TYPE=PIPE |  | PL |  |  |  |  | mm | 26.67 | 0.75 | 1093.8524 | 7891.2492 | 1145.383 |  | 10S | New |  | 2.9 | KG | [6 empty] | SHOP | SKID_GAS_RECUPERADO | 244412
PIPE, SEAMLESS, PE, SCH 160, B36.10, A106 Gr. B | ASTM A106 Gr. B |  |  |  | 1/2"-1-1/2" | PIPE, SEAMLESS | D | 3/4" |  |  | TYPE=PIPE |  | PL |  |  |  |  | mm | 26.67 | 0.75 | 1093.8524 | 8058.5241 | 1145.383 |  | 10S | New |  | 2.9 | KG | [6 empty] | SHOP | SKID_GAS_RECUPERADO | 244413
PIPE, SEAMLESS, PE, SCH 160, B36.10, A106 Gr. B | ASTM A106 Gr. B |  |  |  | 1/2"-1-1/2" | PIPE, SEAMLESS | D | 1/2" |  |  | TYPE=PIPE |  | PL |  |  |  |  | mm | 21.336 | 0.5 | 1093.8524 | 7734.0867 | 1370.4473 |  | 10S | New |  | 1.95 | KG | [6 empty] | SHOP | SKID_GAS_RECUPERADO | 244414
PIPE, SEAMLESS, PE, SCH 160, B36.10, A106 Gr. B | ASTM A106 Gr. B |  |  |  | 1/2"-1-1/2" | PIPE, SEAMLESS | D | 1/2" |  |  | TYPE=PIPE |  | PL |  |  |  |  | mm | 21.336 | 0.5 | 1093.8524 | 7734.0867 | 678.658 |  | 10S | New |  | 1.95 | KG | [6 empty] | SHOP | SKID_GAS_RECUPERADO | 244415
PIPE, SEAMLESS, PE, SCH 160, B36.10, A106 Gr. B | ASTM A106 Gr. B |  |  |  | 1/2"-1-1/2" | PIPE, SEAMLESS | D | 3/4" |  |  | TYPE=PIPE |  | PL |  |  |  |  | mm | 26.67 | 0.75 | 1074.8768 | 8268.6434 | 905.6119 |  | 10S | New |  | 2.9 | KG | [6 empty] | SHOP | SKID_GAS_RECUPERADO | 244416
PIPE, SEAMLESS, PE, SCH 160, B36.10, A106 Gr. B | ASTM A106 Gr. B |  |  |  | 1/2"-1-1/2" | PIPE, SEAMLESS | D | 1/2" |  |  | TYPE=PIPE |  | PL |  |  |  |  | mm | 21.336 | 0.5 | 365.0558 | 13057.5647 | 214.5756 |  | 10S | New |  | 1.95 | KG | [6 empty] | SHOP | SKID_GAS_RECUPERADO | 244417
PIPE, SEAMLESS, PE, SCH 160, B36.10, A106 Gr. B | ASTM A106 Gr. B |  |  |  | 1/2"-1-1/2" | PIPE, SEAMLESS | D | 1/2" |  |  | TYPE=PIPE |  | PL |  |  |  |  | mm | 21.336 | 0.5 | 1012.6534 | 13062.3195 | 517.302 |  | 10S | New |  | 1.95 | KG | [6 empty] | SHOP | SKID_GAS_RECUPERADO | 244418
PIPE, SEAMLESS, PE, SCH 160, B36.10, A106 Gr. B | ASTM A106 Gr. B |  |  |  | 1/2"-1-1/2" | PIPE, SEAMLESS | D | 1/2" |  |  | TYPE=PIPE |  | PL |  |  |  |  | mm | 21.336 | 0.5 | 996.9054 | 13062.3195 | 214.5756 |  | 10S | New |  | 1.95 | KG | [6 empty] | SHOP | SKID_GAS_RECUPERADO | 244419
PIPE, SEAMLESS, PE, SCH 160, B36.10, A106 Gr. B | ASTM A106 Gr. B |  |  |  | 1/2"-1-1/2" | PIPE, SEAMLESS | D | 1/2" |  |  | TYPE=PIPE |  | PL |  |  |  |  | mm | 21.336 | 0.5 | 1146.2193 | 13195.8854 | 533.05 |  | 10S | New |  | 1.95 | KG | [6 empty] | SHOP | SKID_GAS_RECUPERADO | 244420
PIPE, SEAMLESS, PE, SCH 160, B36.10, A106 Gr. B | ASTM A106 Gr. B |  |  |  | 1/2"-1-1/2" | PIPE, SEAMLESS | D | 3/4" |  |  | TYPE=PIPE |  | PL |  |  |  |  | mm | 26.67 | 0.75 | 1385.2676 | 13828.7351 | 552.1 |  | 10S | New |  | 2.9 | KG | [6 empty] | SHOP | SKID_GAS_RECUPERADO | 244421
PIPE, SEAMLESS, PE, SCH 160, B36.10, A106 Gr. B | ASTM A106 Gr. B |  |  |  | 1/2"-1-1/2" | PIPE, SEAMLESS | D | 3/4" |  |  | TYPE=PIPE |  | PL |  |  |  |  | mm | 26.67 | 0.75 | 1385.2676 | 13725.7697 | 533.05 |  | 10S | New |  | 2.9 | KG | [6 empty] | SHOP | SKID_GAS_RECUPERADO | 244422
PIPE, SEAMLESS, PE, SCH 160, B36.10, A106 Gr. B | ASTM A106 Gr. B |  |  |  | 1/2"-1-1/2" | PIPE, SEAMLESS | D | 3/4" |  |  | TYPE=PIPE |  | PL |  |  |  |  | mm | 26.67 | 0.75 | 1385.2676 | 13725.7697 | 863.25 |  | 10S | New |  | 2.9 | KG | [6 empty] | SHOP | SKID_GAS_RECUPERADO | 244423
PIPE, SEAMLESS, PE, SCH 160, B36.10, A106 Gr. B | ASTM A106 Gr. B |  |  |  | 1/2"-1-1/2" | PIPE, SEAMLESS | D | 1/2" |  |  | TYPE=PIPE |  | PL |  |  |  |  | mm | 21.336 | 0.5 | 3010.8839 | 10518.6417 | 2029.3038 |  | 10S | New |  | 1.95 | KG | [6 empty] | SHOP | SKID_GAS_RECUPERADO | 244424
PIPE, SEAMLESS, PE, SCH 160, B36.10, A106 Gr. B | ASTM A106 Gr. B |  |  |  | 1/2"-1-1/2" | PIPE, SEAMLESS | D | 1/2" |  |  | TYPE=PIPE |  | PL |  |  |  |  | mm | 21.336 | 0.5 | 1877.2394 | 5110.8316 | 327.7468 |  | 10S | New |  | 1.95 | KG | [6 empty] | SHOP | SKID_GAS_RECUPERADO | 244425
PIPE, SEAMLESS, PE, SCH 160, B36.10, A106 Gr. B | ASTM A106 Gr. B |  |  |  | 1/2"-1-1/2" | PIPE, SEAMLESS | D | 1/2" |  |  | TYPE=PIPE |  | PL |  |  |  |  | mm | 21.336 | 0.5 | 1877.2335 | 4939.8196 | 327.7468 |  | 10S | New |  | 1.95 | KG | [6 empty] | SHOP | SKID_GAS_RECUPERADO | 244426
PIPE, SEAMLESS, PE, SCH 160, B36.10, A106 Gr. B | ASTM A106 Gr. B |  |  |  | 1/2"-1-1/2" | PIPE, SEAMLESS | D | 1/2" |  |  | TYPE=PIPE |  | PL |  |  |  |  | mm | 21.336 | 0.5 | 1861.513 | 5742.1334 | 327.7468 |  | 10S | New |  | 1.95 | KG | [6 empty] | SHOP | SKID_GAS_RECUPERADO | 244427
PIPE, SEAMLESS, PE, SCH 160, B36.10, A106 Gr. B | ASTM A106 Gr. B |  |  |  | 1/2"-1-1/2" | PIPE, SEAMLESS | D | 1/2" |  |  | TYPE=PIPE |  | PL |  |  |  |  | mm | 21.336 | 0.5 | 1877.2579 | 5651.3848 | 327.7468 |  | 10S | New |  | 1.95 | KG | [6 empty] | SHOP | SKID_GAS_RECUPERADO | 244428
PIPE, SEAMLESS, PE, SCH 160, B36.10, A106 Gr. B | ASTM A106 Gr. B |  |  |  | 1/2"-1-1/2" | PIPE, SEAMLESS | B | 1/2" |  |  | TYPE=PIPE |  | PL |  |  |  |  | mm | 21.336 | 0.5 | 2006.2251 | 5978.9964 | 327.7468 |  | 10S | New |  | 1.95 | KG | [6 empty] | SHOP | SKID_GAS_RECUPERADO | 244429
PIPE, SEAMLESS, PE, SCH 160, B36.10, A106 Gr. B | ASTM A106 Gr. B |  |  |  | 1/2"-1-1/2" | PIPE, SEAMLESS | D | 1/2" |  |  | TYPE=PIPE |  | PL |  |  |  |  | mm | 21.336 | 0.5 | 2021.9682 | 5110.8267 | 327.7468 |  | 10S | New |  | 1.95 | KG | [6 empty] | SHOP | SKID_GAS_RECUPERADO | 244430
PIPE, SEAMLESS, PE, SCH 160, B36.10, A106 Gr. B | ASTM A106 Gr. B |  |  |  | 1/2"-1-1/2" | PIPE, SEAMLESS | D | 1/2" |  |  | TYPE=PIPE |  | PL |  |  |  |  | mm | 21.336 | 0.5 | 1877.2545 | 5552.7882 | 327.7468 |  | 10S | New |  | 1.95 | KG | [6 empty] | SHOP | SKID_GAS_RECUPERADO | 244431
PIPE, SEAMLESS, PE, SCH 160, B36.10, A106 Gr. B | ASTM A106 Gr. B |  |  |  | 1/2"-1-1/2" | PIPE, SEAMLESS | D | 1/2" |  |  | TYPE=PIPE |  | PL |  |  |  |  | mm | 21.336 | 0.5 | 1892.9868 | 5095.083 | 327.7468 |  | 10S | New |  | 1.95 | KG | [6 empty] | SHOP | SKID_GAS_RECUPERADO | 244432
PIPE, SEAMLESS, PE, SCH 160, B36.10, A106 Gr. B | ASTM A106 Gr. B |  |  |  | 1/2"-1-1/2" | PIPE, SEAMLESS | B | 1/2" |  |  | TYPE=PIPE |  | PL |  |  |  |  | mm | 21.336 | 0.5 | 2021.97 | 5888.2479 | 327.7468 |  | 10S | New |  | 1.95 | KG | [6 empty] | SHOP | SKID_GAS_RECUPERADO | 244433
PIPE, SEAMLESS, PE, SCH 160, B36.10, A106 Gr. B | ASTM A106 Gr. B |  |  |  | 1/2"-1-1/2" | PIPE, SEAMLESS | B | 1/2" |  |  | TYPE=PIPE |  | PL |  |  |  |  | mm | 21.336 | 0.5 | 1877.266 | 5888.2528 | 327.7468 |  | 10S | New |  | 1.95 | KG | [6 empty] | SHOP | SKID_GAS_RECUPERADO | 244434
PIPE, SEAMLESS, PE, SCH 160, B36.10, A106 Gr. B | ASTM A106 Gr. B |  |  |  | 1/2"-1-1/2" | PIPE, SEAMLESS | D | 1/2" |  |  | TYPE=PIPE |  | PL |  |  |  |  | mm | 21.336 | 0.5 | 1877.2428 | 5209.4282 | 327.7468 |  | 10S | New |  | 1.95 | KG | [6 empty] | SHOP | SKID_GAS_RECUPERADO | 244435
PIPE, SEAMLESS, PE, SCH 160, B36.10, A106 Gr. B | ASTM A106 Gr. B |  |  |  | 1/2"-1-1/2" | PIPE, SEAMLESS | D | 1/2" |  |  | TYPE=PIPE |  | PL |  |  |  |  | mm | 21.336 | 0.5 | 1877.2472 | 5339.8002 | 327.7468 |  | 10S | New |  | 1.95 | KG | [6 empty] | SHOP | SKID_GAS_RECUPERADO | 244436
PIPE, SEAMLESS, PE, SCH 160, B36.10, A106 Gr. B | ASTM A106 Gr. B |  |  |  | 1/2"-1-1/2" | PIPE, SEAMLESS | D | 1/2" |  |  | TYPE=PIPE |  | PL |  |  |  |  | mm | 21.336 | 0.5 | 1877.2616 | 5757.8808 | 327.7468 |  | 10S | New |  | 1.95 | KG | [6 empty] | SHOP | SKID_GAS_RECUPERADO | 244437
PIPE, SEAMLESS, PE, SCH 160, B36.10, A106 Gr. B | ASTM A106 Gr. B |  |  |  | 1/2"-1-1/2" | PIPE, SEAMLESS | D | 1/2" |  |  | TYPE=PIPE |  | PL |  |  |  |  | mm | 21.336 | 0.5 | 1877.2383 | 5079.3356 | 327.7468 |  | 10S | New |  | 1.95 | KG | [6 empty] | SHOP | SKID_GAS_RECUPERADO | 244438
PIPE, SEAMLESS, PE, SCH 160, B36.10, A106 Gr. B | ASTM A106 Gr. B |  |  |  | 1/2"-1-1/2" | PIPE, SEAMLESS | D | 1/2" |  |  | TYPE=PIPE |  | PL |  |  |  |  | mm | 21.336 | 0.5 | 1771.9244 | 1460.21 | 827.7077 |  | 10S | New |  | 1.95 | KG | [6 empty] | SHOP | SKID_GAS_RECUPERADO | 244439
PIPE, SEAMLESS, PE, SCH 160, B36.10, A106 Gr. B | ASTM A106 Gr. B |  |  |  | 1/2"-1-1/2" | PIPE, SEAMLESS | D | 1/2" |  |  | TYPE=PIPE |  | PL |  |  |  |  | mm | 21.336 | 0.5 | 1404.9678 | 249.3267 | 208.5431 |  | 10S | New |  | 1.95 | KG | [6 empty] | SHOP | SKID_GAS_RECUPERADO | 244440
PIPE, SEAMLESS, PE, SCH 160, B36.10, A106 Gr. B | ASTM A106 Gr. B |  |  |  | 1/2"-1-1/2" | PIPE, SEAMLESS | D | 1/2" |  |  | TYPE=PIPE |  | PL |  |  |  |  | mm | 21.336 | 0.5 | 1617.9558 | 249.3194 | 208.5431 |  | 10S | New |  | 1.95 | KG | [6 empty] | SHOP | SKID_GAS_RECUPERADO | 244441
PIPE, SEAMLESS, PE, SCH 160, B36.10, A106 Gr. B | ASTM A106 Gr. B |  |  |  | 1/2"-1-1/2" | PIPE, SEAMLESS | D | 1/2" |  |  | TYPE=PIPE |  | PL |  |  |  |  | mm | 21.336 | 0.5 | 1748.3278 | 249.3149 | 208.5431 |  | 10S | New |  | 1.95 | KG | [6 empty] | SHOP | SKID_GAS_RECUPERADO | 244442
PIPE, SEAMLESS, PE, SCH 160, B36.10, A106 Gr. B | ASTM A106 Gr. B |  |  |  | 1/2"-1-1/2" | PIPE, SEAMLESS | D | 1/2" |  |  | TYPE=PIPE |  | PL |  |  |  |  | mm | 21.336 | 0.5 | 1215.6226 | 233.5852 | 208.5431 |  | 10S | New |  | 1.95 | KG | [6 empty] | SHOP | SKID_GAS_RECUPERADO | 244443
PIPE, SEAMLESS, PE, SCH 160, B36.10, A106 Gr. B | ASTM A106 Gr. B |  |  |  | 1/2"-1-1/2" | PIPE, SEAMLESS | B | 1/2" |  |  | TYPE=PIPE |  | PL |  |  |  |  | mm | 21.336 | 0.5 | 1069.5081 | 355.8126 | 208.5431 |  | 10S | New |  | 1.95 | KG | [6 empty] | SHOP | SKID_GAS_RECUPERADO | 244444
PIPE, SEAMLESS, PE, SCH 160, B36.10, A106 Gr. B | ASTM A106 Gr. B |  |  |  | 1/2"-1-1/2" | PIPE, SEAMLESS | D | 1/2" |  |  | TYPE=PIPE |  | PL |  |  |  |  | mm | 21.336 | 0.5 | 1199.8752 | 249.3337 | 208.5431 |  | 10S | New |  | 1.95 | KG | [6 empty] | SHOP | SKID_GAS_RECUPERADO | 244445
PIPE, SEAMLESS, PE, SCH 160, B36.10, A106 Gr. B | ASTM A106 Gr. B |  |  |  | 1/2"-1-1/2" | PIPE, SEAMLESS | B | 1/2" |  |  | TYPE=PIPE |  | PL |  |  |  |  | mm | 21.336 | 0.5 | 1069.5032 | 249.3382 | 208.5431 |  | 10S | New |  | 1.95 | KG | [6 empty] | SHOP | SKID_GAS_RECUPERADO | 244446
PIPE, SEAMLESS, PE, SCH 160, B36.10, A106 Gr. B | ASTM A106 Gr. B |  |  |  | 1/2"-1-1/2" | PIPE, SEAMLESS | D | 1/2" |  |  | TYPE=PIPE |  | PL |  |  |  |  | mm | 21.336 | 0.5 | 1306.3712 | 249.3301 | 208.5431 |  | 10S | New |  | 1.95 | KG | [6 empty] | SHOP | SKID_GAS_RECUPERADO | 244447
PIPE, SEAMLESS, PE, SCH 160, B36.10, A106 Gr. B | ASTM A106 Gr. B |  |  |  | 1/2"-1-1/2" | PIPE, SEAMLESS | D | 1/2" |  |  | TYPE=PIPE |  | PL |  |  |  |  | mm | 21.336 | 0.5 | 1140.1201 | 355.8101 | 208.5431 |  | 10S | New |  | 1.95 | KG | [6 empty] | SHOP | SKID_GAS_RECUPERADO | 244448
PIPE, SEAMLESS, BE, SCH 80, B36.10, A106 Gr B | API 5L Gr. B |  |  |  | 3"-8" | PIPE, SEAMLESS | D | 4" |  |  | TYPE=PIPE |  | PL |  |  |  |  | mm | 114.3 | 4 | 1261.8645 | 1307.81 | 4522.7209 |  | STD | New |  | 22.32 | KG | [6 empty] | SHOP | SKID_GAS_RECUPERADO | 244449
PIPE, SEAMLESS, PE, SCH 160, B36.10, A106 Gr. B | ASTM A106 Gr. B |  |  |  | 1/2"-1-1/2" | PIPE, SEAMLESS | D | 1/2" |  |  | TYPE=PIPE |  | PL |  |  |  |  | mm | 21.336 | 0.5 | 1068.3188 | 13117.9849 | 533.05 |  | 10S | New |  | 1.95 | KG | [6 empty] | SHOP | SKID_GAS_RECUPERADO | 244450
PIPE, SEAMLESS, PE, SCH 160, B36.10, A106 Gr. B | ASTM A106 Gr. B |  |  |  | 1/2"-1-1/2" | PIPE, SEAMLESS | B | 1" |  |  | TYPE=PIPE |  | PL |  |  |  |  | mm | 33.401 | 1 | 606.5497 | 5727.4457 | 214.5756 |  | 10S | New |  | 4.24 | KG | [6 empty] | SHOP | SKID_GAS_RECUPERADO | 244451
PIPE, SEAMLESS, PE, SCH 160, B36.10, A106 Gr. B | ASTM A106 Gr. B |  |  |  | 1/2"-1-1/2" | PIPE, SEAMLESS | B | 1" |  |  | TYPE=PIPE |  | PL |  |  |  |  | mm | 33.401 | 1 | 1209.2584 | 7399.3837 | 214.5756 |  | 10S | New |  | 4.24 | KG | [6 empty] | SHOP | SKID_GAS_RECUPERADO | 244452
PIPE, SEAMLESS, PE, SCH 160, B36.10, A106 Gr. B | ASTM A106 Gr. B |  |  |  | 1/2"-1-1/2" | PIPE, SEAMLESS | B | 1/2" |  |  | TYPE=PIPE |  | PL |  |  |  |  | mm | 21.336 | 0.5 | 1209.2584 | 7518.4337 | 214.5756 |  | 10S | New |  | 1.95 | KG | [6 empty] | SHOP | SKID_GAS_RECUPERADO | 244453
PIPE, SEAMLESS, PE, SCH 160, B36.10, A106 Gr. B | ASTM A106 Gr. B |  |  |  | 1/2"-1-1/2" | PIPE, SEAMLESS | D | 1/2" |  |  | TYPE=PIPE |  | PL |  |  |  |  | mm | 21.336 | 0.5 | 1359.3426 | 10450.7992 | 811.9962 |  | 10S | New |  | 1.95 | KG | [6 empty] | SHOP | SKID_GAS_RECUPERADO | 244454
PIPE, SEAMLESS, PE, SCH 160, B36.10, A106 Gr. B | ASTM A106 Gr. B |  |  |  | 1/2"-1-1/2" | PIPE, SEAMLESS | D | 1/2" |  |  | TYPE=PIPE |  | PL |  |  |  |  | mm | 21.336 | 0.5 | 751.5548 | 10261.4754 | 214.5756 |  | 10S | New |  | 1.95 | KG | [6 empty] | SHOP | SKID_GAS_RECUPERADO | 244455
PIPE, SEAMLESS, PE, SCH 160, B36.10, A106 Gr. B | ASTM A106 Gr. B |  |  |  | 1/2"-1-1/2" | PIPE, SEAMLESS | D | 1/2" |  |  | TYPE=PIPE |  | PL |  |  |  |  | mm | 21.336 | 0.5 | 584.5006 | 8268.7668 | 708.1575 |  | 10S | New |  | 1.95 | KG | [6 empty] | SHOP | SKID_GAS_RECUPERADO | 244456
PIPE, SEAMLESS, PE, SCH 160, B36.10, A106 Gr. B | ASTM A106 Gr. B |  |  |  | 1/2"-1-1/2" | PIPE, SEAMLESS | D | 1/2" |  |  | TYPE=PIPE |  | PL |  |  |  |  | mm | 21.336 | 0.5 | 584.5006 | 8268.7668 | 609.5609 |  | 10S | New |  | 1.95 | KG | [6 empty] | SHOP | SKID_GAS_RECUPERADO | 244457
PIPE, SEAMLESS, PE, SCH 160, B36.10, A106 Gr. B | ASTM A106 Gr. B |  |  |  | 1/2"-1-1/2" | PIPE, SEAMLESS | D | 1/2" |  |  | TYPE=PIPE |  | PL |  |  |  |  | mm | 21.336 | 0.5 | 582.582 | 5855.7676 | 609.5609 |  | 10S | New |  | 1.95 | KG | [6 empty] | SHOP | SKID_GAS_RECUPERADO | 244458
PIPE, SEAMLESS, PE, SCH 160, B36.10, A106 Gr. B | ASTM A106 Gr. B |  |  |  | 1/2"-1-1/2" | PIPE, SEAMLESS | D | 1/2" |  |  | TYPE=PIPE |  | PL |  |  |  |  | mm | 21.336 | 0.5 | 582.582 | 5855.7676 | 708.1575 |  | 10S | New |  | 1.95 | KG | [6 empty] | SHOP | SKID_GAS_RECUPERADO | 244459
PIPE, SEAMLESS, PE, SCH 160, B36.10, A106 Gr. B | ASTM A106 Gr. B |  |  |  | 1/2"-1-1/2" | PIPE, SEAMLESS | D | 1/2" |  |  | TYPE=PIPE |  | PL |  |  |  |  | mm | 21.336 | 0.5 | 584.1977 | 7887.7669 | 708.1575 |  | 10S | New |  | 1.95 | KG | [6 empty] | SHOP | SKID_GAS_RECUPERADO | 244460
PIPE, SEAMLESS, PE, SCH 160, B36.10, A106 Gr. B | ASTM A106 Gr. B |  |  |  | 1/2"-1-1/2" | PIPE, SEAMLESS | B | 1" |  |  | TYPE=PIPE |  | PL |  |  |  |  | mm | 33.401 | 1 | 1209.2584 | 7354.6797 | 214.5756 |  | 10S | New |  | 4.24 | KG | [6 empty] | SHOP | SKID_GAS_RECUPERADO | 244461
PIPE, SEAMLESS, PE, SCH 160, B36.10, A106 Gr. B | ASTM A106 Gr. B |  |  |  | 1/2"-1-1/2" | PIPE, SEAMLESS | B | 1/2" |  |  | TYPE=PIPE |  | PL |  |  |  |  | mm | 21.336 | 0.5 | 584.1977 | 5749.7977 | 214.5756 |  | 10S | New |  | 1.95 | KG | [6 empty] | SHOP | SKID_GAS_RECUPERADO | 244462
PIPE, SEAMLESS, PE, SCH 160, B36.10, A106 Gr. B | ASTM A106 Gr. B |  |  |  | 1/2"-1-1/2" | PIPE, SEAMLESS | D | 1/2" |  |  | TYPE=PIPE |  | PL |  |  |  |  | mm | 21.336 | 0.5 | 247.4899 | 7887.7772 | 307.3387 |  | 10S | New |  | 1.95 | KG | [6 empty] | SHOP | SKID_GAS_RECUPERADO | 244463
PIPE, SEAMLESS, PE, SCH 160, B36.10, A106 Gr. B | ASTM A106 Gr. B |  |  |  | 1/2"-1-1/2" | PIPE, SEAMLESS | D | 2" |  |  | TYPE=PIPE |  | PL |  |  |  |  | mm | 60.325 | 2 | 1261.8645 | 2067.4101 | 3754.8123 |  | 10S | New |  | 11.11 | KG | [6 empty] | SHOP | SKID_GAS_RECUPERADO | 244464
PIPE, SEAMLESS, PE, SCH 160, B36.10, A106 Gr. B | ASTM A106 Gr. B |  |  |  | 1/2"-1-1/2" | PIPE, SEAMLESS | D | 1/2" |  |  | TYPE=PIPE |  | PL |  |  |  |  | mm | 21.336 | 0.5 | 1261.8645 | 2113.4476 | 3856.3617 |  | 10S | New |  | 1.95 | KG | [6 empty] | SHOP | SKID_GAS_RECUPERADO | 244465
PIPE, SEAMLESS, BE, SCH 40, B36.10, A106 Gr. B | API 5L Gr. B |  |  |  | 2"-24" | PIPE, SEAMLESS | B | 3" |  |  | TYPE=PIPE |  | PL |  |  |  |  | mm | 88.9 | 3 | 194.3028 | 2067.4101 | 4188.2637 |  | STD | New |  | 11.29 | KG | [6 empty] | SHOP | SKID_GAS_RECUPERADO | 244466
PIPE, SEAMLESS, PE, SCH 160, B36.10, A106 Gr. B | ASTM A106 Gr. B |  |  |  | 1/2"-1-1/2" | PIPE, SEAMLESS | B | 1/2" |  |  | TYPE=PIPE |  | PL |  |  |  |  | mm | 21.336 | 0.5 | 876.2981 | 2067.4101 | 4127.9387 |  | 10S | New |  | 1.95 | KG | [6 empty] | SHOP | SKID_GAS_RECUPERADO | 244467
PIPE, SEAMLESS, BE, SCH 80, B36.10, A106 Gr B | API 5L Gr. B |  |  |  | 3"-8" | PIPE, SEAMLESS | D | 4" |  |  | TYPE=PIPE |  | PL |  |  |  |  | mm | 114.3 | 4 | 1127.4238 | 741.4213 | 3254.0857 |  | STD | New |  | 22.32 | KG | [6 empty] | SHOP | SKID_GAS_RECUPERADO | 244468
PIPE, SEAMLESS, BE, SCH 80, B36.10, A106 Gr B | API 5L Gr. B |  |  |  | 3"-8" | PIPE, SEAMLESS | D | 4" |  |  | TYPE=PIPE |  | PL |  |  |  |  | mm | 114.3 | 4 | 1261.8645 | 589.0213 | 3101.6857 |  | STD | New |  | 22.32 | KG | [6 empty] | SHOP | SKID_GAS_RECUPERADO | 244469
PIPE, SEAMLESS, PE, SCH 160, B36.10, A106 Gr. B | ASTM A106 Gr. B |  |  |  | 1/2"-1-1/2" | PIPE, SEAMLESS | D | 1" |  |  | TYPE=PIPE |  | PL |  |  |  |  | mm | 33.401 | 1 | 2394.4894 | 2079.0061 | 3101.6857 |  | 10S | New |  | 4.24 | KG | [6 empty] | SHOP | SKID_GAS_RECUPERADO | 244470
PIPE, SEAMLESS, PE, SCH 160, B36.10, A106 Gr. B | ASTM A106 Gr. B |  |  |  | 1/2"-1-1/2" | PIPE, SEAMLESS | D | 1" |  |  | TYPE=PIPE |  | PL |  |  |  |  | mm | 33.401 | 1 | 2394.4894 | 2223.7101 | 3101.6857 |  | 10S | New |  | 4.24 | KG | [6 empty] | SHOP | SKID_GAS_RECUPERADO | 244471
PIPE, SEAMLESS, PE, SCH 160, B36.10, A106 Gr. B | ASTM A106 Gr. B |  |  |  | 1/2"-1-1/2" | PIPE, SEAMLESS | D | 1" |  |  | TYPE=PIPE |  | PL |  |  |  |  | mm | 33.401 | 1 | 2394.4894 | 1948.8055 | 3101.6857 |  | 10S | New |  | 4.24 | KG | [6 empty] | SHOP | SKID_GAS_RECUPERADO | 244472
PIPE, SEAMLESS, PE, SCH 160, B36.10, A106 Gr. B | ASTM A106 Gr. B |  |  |  | 1/2"-1-1/2" | PIPE, SEAMLESS | D | 1" |  |  | TYPE=PIPE |  | PL |  |  |  |  | mm | 33.401 | 1 | 2394.4894 | 1686.6417 | 3101.6857 |  | 10S | New |  | 4.24 | KG | [6 empty] | SHOP | SKID_GAS_RECUPERADO | 244473
PIPE, SEAMLESS, PE, SCH 160, B36.10, A106 Gr. B | ASTM A106 Gr. B |  |  |  | 1/2"-1-1/2" | PIPE, SEAMLESS | D | 1" |  |  | TYPE=PIPE |  | PL |  |  |  |  | mm | 33.401 | 1 | 2394.4894 | 1384.5591 | 3101.6857 |  | 10S | New |  | 4.24 | KG | [6 empty] | SHOP | SKID_GAS_RECUPERADO | 244474
PIPE, SEAMLESS, PE, SCH 160, B36.10, A106 Gr. B | ASTM A106 Gr. B |  |  |  | 1/2"-1-1/2" | PIPE, SEAMLESS | D | 1" |  |  | TYPE=PIPE |  | PL |  |  |  |  | mm | 33.401 | 1 | 2394.4894 | 1514.7597 | 3101.6857 |  | 10S | New |  | 4.24 | KG | [6 empty] | SHOP | SKID_GAS_RECUPERADO | 244475
PIPE, SEAMLESS, PE, SCH 160, B36.10, A106 Gr. B | ASTM A106 Gr. B |  |  |  | 1/2"-1-1/2" | PIPE, SEAMLESS | D | 1" |  |  | TYPE=PIPE |  | PL |  |  |  |  | mm | 33.401 | 1 | 2372.1374 | 1262.2071 | 3101.6857 |  | 10S | New |  | 4.24 | KG | [6 empty] | SHOP | SKID_GAS_RECUPERADO | 244476
PIPE, SEAMLESS, PE, SCH 160, B36.10, A106 Gr. B | ASTM A106 Gr. B |  |  |  | 1/2"-1-1/2" | PIPE, SEAMLESS | D | 1" |  |  | TYPE=PIPE |  | PL |  |  |  |  | mm | 33.401 | 1 | 2236.1037 | 1284.5591 | 3101.6857 |  | 10S | New |  | 4.24 | KG | [6 empty] | SHOP | SKID_GAS_RECUPERADO | 244477
PIPE, SEAMLESS, PE, SCH 160, B36.10, A106 Gr. B | ASTM A106 Gr. B |  |  |  | 1/2"-1-1/2" | PIPE, SEAMLESS | B | 1 1/2" |  |  | TYPE=PIPE |  | PL |  |  |  |  | mm | 48.26 | 1.5 | 3320.0028 | 402.917 | 3109.8899 |  | 10S | New |  | 7.25 | KG | [6 empty] | SHOP | SKID_GAS_RECUPERADO | 244478
PIPE, SEAMLESS, BE, SCH 40, B36.10, A106 Gr. B | API 5L Gr. B |  |  |  | 2"-24" | PIPE, SEAMLESS | B | 2" |  |  | TYPE=PIPE |  | PL |  |  |  |  | mm | 60.325 | 2 | 3311.5743 | 1040.8419 | 3109.8899 |  | STD | New |  | 5.44 | KG | [6 empty] | SHOP | SKID_GAS_RECUPERADO | 244479
PIPE, SEAMLESS, PE, SCH 160, B36.10, A106 Gr. B | ASTM A106 Gr. B |  |  |  | 1/2"-1-1/2" | PIPE, SEAMLESS | B | 1 1/2" |  |  | TYPE=PIPE |  | PL |  |  |  |  | mm | 48.26 | 1.5 | 3311.5743 | 1701.2163 | 3109.8899 |  | 10S | New |  | 7.25 | KG | [6 empty] | SHOP | SKID_GAS_RECUPERADO | 244480
PIPE, SEAMLESS, PE, SCH 160, B36.10, A106 Gr. B | ASTM A106 Gr. B |  |  |  | 1/2"-1-1/2" | PIPE, SEAMLESS | B | 1 1/2" |  |  | TYPE=PIPE |  | PL |  |  |  |  | mm | 48.26 | 1.5 | 3311.5743 | 1517.7163 | 3109.8899 |  | 10S | New |  | 7.25 | KG | [6 empty] | SHOP | SKID_GAS_RECUPERADO | 244481
PIPE, SEAMLESS, PE, SCH 160, B36.10, A106 Gr. B | ASTM A106 Gr. B |  |  |  | 1/2"-1-1/2" | PIPE, SEAMLESS | B | 1 1/2" |  |  | TYPE=PIPE |  | PL |  |  |  |  | mm | 48.26 | 1.5 | 3320.0028 | 586.417 | 3109.8899 |  | 10S | New |  | 7.25 | KG | [6 empty] | SHOP | SKID_GAS_RECUPERADO | 244482
PIPE, SEAMLESS, BE, SCH 40, B36.10, A106 Gr. B | API 5L Gr. B |  |  |  | 2"-24" | PIPE, SEAMLESS | B | 2" |  |  | TYPE=PIPE |  | PL |  |  |  |  | mm | 60.325 | 2 | 3320.0028 | 863.2913 | 3109.8899 |  | STD | New |  | 5.44 | KG | [6 empty] | SHOP | SKID_GAS_RECUPERADO | 244483
PIPE, SEAMLESS, PE, SCH 160, B36.10, A106 Gr. B | ASTM A106 Gr. B |  |  |  | 1/2"-1-1/2" | PIPE, SEAMLESS | B | 1 1/2" |  |  | TYPE=PIPE |  | PL |  |  |  |  | mm | 48.26 | 1.5 | 3320.0028 | 219.417 | 3109.8899 |  | 10S | New |  | 7.25 | KG | [6 empty] | SHOP | SKID_GAS_RECUPERADO | 244484
PIPE, SEAMLESS, PE, SCH 160, B36.10, A106 Gr. B | ASTM A106 Gr. B |  |  |  | 1/2"-1-1/2" | PIPE, SEAMLESS | D | 1/2" |  |  | TYPE=PIPE |  | PL |  |  |  |  | mm | 21.336 | 0.5 | 584.1977 | 7887.7669 | 609.5609 |  | 10S | New |  | 1.95 | KG | [6 empty] | SHOP | SKID_GAS_RECUPERADO | 244485
PIPE, SEAMLESS, PE, SCH 160, B36.10, A106 Gr. B | ASTM A106 Gr. B |  |  |  | 1/2"-1-1/2" | PIPE, SEAMLESS | D | 1/2" |  |  | TYPE=PIPE |  | PL |  |  |  |  | mm | 21.336 | 0.5 | 2416.8414 | 2101.3581 | 3101.6857 |  | 10S | New |  | 1.95 | KG | [6 empty] | SHOP | SKID_GAS_RECUPERADO | 244486
PIPE, SEAMLESS, PE, SCH 160, B36.10, A106 Gr. B | ASTM A106 Gr. B |  |  |  | 1/2"-1-1/2" | PIPE, SEAMLESS | B | 1" |  |  | TYPE=PIPE |  | PL |  |  |  |  | mm | 33.401 | 1 | 731.5644 | 2950.802 | 3375.1411 |  | 10S | New |  | 4.24 | KG | [6 empty] | SHOP | SKID_GAS_RECUPERADO | 244487
PIPE, SEAMLESS, PE, SCH 160, B36.10, A106 Gr. B | ASTM A106 Gr. B |  |  |  | 1/2"-1-1/2" | PIPE, SEAMLESS | B | 1" |  |  | TYPE=PIPE |  | PL |  |  |  |  | mm | 33.401 | 1 | 993.7281 | 2950.802 | 3375.1411 |  | 10S | New |  | 4.24 | KG | [6 empty] | SHOP | SKID_GAS_RECUPERADO | 244488
PIPE, SEAMLESS, PE, SCH 160, B36.10, A106 Gr. B | ASTM A106 Gr. B |  |  |  | 1/2"-1-1/2" | PIPE, SEAMLESS | B | 1" |  |  | TYPE=PIPE |  | PL |  |  |  |  | mm | 33.401 | 1 | 601.3638 | 2950.802 | 3375.1411 |  | 10S | New |  | 4.24 | KG | [6 empty] | SHOP | SKID_GAS_RECUPERADO | 244489
PIPE, SEAMLESS, PE, SCH 160, B36.10, A106 Gr. B | ASTM A106 Gr. B |  |  |  | 1/2"-1-1/2" | PIPE, SEAMLESS | B | 1" |  |  | TYPE=PIPE |  | PL |  |  |  |  | mm | 33.401 | 1 | 1295.8107 | 2792.4163 | 3375.1411 |  | 10S | New |  | 4.24 | KG | [6 empty] | SHOP | SKID_GAS_RECUPERADO | 244490
PIPE, SEAMLESS, PE, SCH 160, B36.10, A106 Gr. B | ASTM A106 Gr. B |  |  |  | 1/2"-1-1/2" | PIPE, SEAMLESS | B | 1" |  |  | TYPE=PIPE |  | PL |  |  |  |  | mm | 33.401 | 1 | 1318.1627 | 2814.7683 | 3375.1411 |  | 10S | New |  | 4.24 | KG | [6 empty] | SHOP | SKID_GAS_RECUPERADO | 244491
PIPE, SEAMLESS, PE, SCH 160, B36.10, A106 Gr. B | ASTM A106 Gr. B |  |  |  | 1/2"-1-1/2" | PIPE, SEAMLESS | B | 1" |  |  | TYPE=PIPE |  | PL |  |  |  |  | mm | 33.401 | 1 | 1295.8107 | 2950.802 | 3375.1411 |  | 10S | New |  | 4.24 | KG | [6 empty] | SHOP | SKID_GAS_RECUPERADO | 244492
PIPE, SEAMLESS, PE, SCH 160, B36.10, A106 Gr. B | ASTM A106 Gr. B |  |  |  | 1/2"-1-1/2" | PIPE, SEAMLESS | B | 1" |  |  | TYPE=PIPE |  | PL |  |  |  |  | mm | 33.401 | 1 | 1340.5147 | 2950.802 | 3375.1411 |  | 10S | New |  | 4.24 | KG | [6 empty] | SHOP | SKID_GAS_RECUPERADO | 244493
PIPE, SEAMLESS, PE, SCH 160, B36.10, A106 Gr. B | ASTM A106 Gr. B |  |  |  | 1/2"-1-1/2" | PIPE, SEAMLESS | B | 1" |  |  | TYPE=PIPE |  | PL |  |  |  |  | mm | 33.401 | 1 | 1165.6101 | 2950.802 | 3375.1411 |  | 10S | New |  | 4.24 | KG | [6 empty] | SHOP | SKID_GAS_RECUPERADO | 244494
PIPE, SEAMLESS, PE, SCH 160, B36.10, A106 Gr. B | ASTM A106 Gr. B |  |  |  | 1/2"-1-1/2" | PIPE, SEAMLESS | B | 1" |  |  | TYPE=PIPE |  | PL |  |  |  |  | mm | 33.401 | 1 | 456.6598 | 2950.802 | 3375.1411 |  | 10S | New |  | 4.24 | KG | [6 empty] | SHOP | SKID_GAS_RECUPERADO | 244495
PIPE, SEAMLESS, PE, SCH 160, B36.10, A106 Gr. B | ASTM A106 Gr. B |  |  |  | 1/2"-1-1/2" | PIPE, SEAMLESS | B | 1" |  |  | TYPE=PIPE |  | PL |  |  |  |  | mm | 33.401 | 1 | 1591.2816 | 2950.802 | 3375.1411 |  | 10S | New |  | 4.24 | KG | [6 empty] | SHOP | SKID_GAS_RECUPERADO | 244496
PIPE, SEAMLESS, PE, SCH 160, B36.10, A106 Gr. B | ASTM A106 Gr. B |  |  |  | 1/2"-1-1/2" | PIPE, SEAMLESS | B | 1 1/2" |  |  | TYPE=PIPE |  | PL |  |  |  |  | mm | 48.26 | 1.5 | 1645.3836 | 2950.802 | 2650.1708 |  | 10S | New |  | 7.25 | KG | [6 empty] | SHOP | SKID_GAS_RECUPERADO | 244497
PIPE, SEAMLESS, PE, SCH 160, B36.10, A106 Gr. B | ASTM A106 Gr. B |  |  |  | 1/2"-1-1/2" | PIPE, SEAMLESS | B | 1" |  |  | TYPE=PIPE |  | PL |  |  |  |  | mm | 33.401 | 1 | 2394.4894 | 2395.5921 | 3101.6857 |  | 10S | New |  | 4.24 | KG | [6 empty] | SHOP | SKID_GAS_RECUPERADO | 244498
PIPE, SEAMLESS, PE, SCH 160, B36.10, A106 Gr. B | ASTM A106 Gr. B |  |  |  | 1/2"-1-1/2" | PIPE, SEAMLESS | B | 1" |  |  | TYPE=PIPE |  | PL |  |  |  |  | mm | 33.401 | 1 | 2236.1037 | 2395.5921 | 3101.6857 |  | 10S | New |  | 4.24 | KG | [6 empty] | SHOP | SKID_GAS_RECUPERADO | 244499
PIPE, SEAMLESS, PE, SCH 160, B36.10, A106 Gr. B | ASTM A106 Gr. B |  |  |  | 1/2"-1-1/2" | PIPE, SEAMLESS | D | 1" |  |  | TYPE=PIPE |  | PL |  |  |  |  | mm | 33.401 | 1 | 1613.6336 | 2417.9441 | 3079.3337 |  | 10S | New |  | 4.24 | KG | [6 empty] | SHOP | SKID_GAS_RECUPERADO | 244501
PIPE, SEAMLESS, PE, SCH 160, B36.10, A106 Gr. B | ASTM A106 Gr. B |  |  |  | 1/2"-1-1/2" | PIPE, SEAMLESS | B | 1" |  |  | TYPE=PIPE |  | PL |  |  |  |  | mm | 33.401 | 1 | 2258.4557 | 2417.9441 | 3101.6857 |  | 10S | New |  | 4.24 | KG | [6 empty] | SHOP | SKID_GAS_RECUPERADO | 244502
PIPE, SEAMLESS, PE, SCH 160, B36.10, A106 Gr. B | ASTM A106 Gr. B |  |  |  | 1/2"-1-1/2" | PIPE, SEAMLESS | B | 1" |  |  | TYPE=PIPE |  | PL |  |  |  |  | mm | 33.401 | 1 | 1613.6336 | 2692.2021 | 1866.3068 |  | 10S | New |  | 4.24 | KG | [6 empty] | SHOP | SKID_GAS_RECUPERADO | 244503
PIPE, SEAMLESS, PE, SCH 160, B36.10, A106 Gr. B | ASTM A106 Gr. B |  |  |  | 1/2"-1-1/2" | PIPE, SEAMLESS | B | 1" |  |  | TYPE=PIPE |  | PL |  |  |  |  | mm | 33.401 | 1 | 1613.6336 | 2417.9441 | 1843.9548 |  | 10S | New |  | 4.24 | KG | [6 empty] | SHOP | SKID_GAS_RECUPERADO | 244504
PIPE, SEAMLESS, PE, SCH 160, B36.10, A106 Gr. B | ASTM A106 Gr. B |  |  |  | 1/2"-1-1/2" | PIPE, SEAMLESS | B | 1/2" |  |  | TYPE=PIPE |  | PL |  |  |  |  | mm | 21.336 | 0.5 | 1166.4272 | 2568.7541 | 308.9942 |  | 10S | New |  | 1.95 | KG | [6 empty] | SHOP | SKID_GAS_RECUPERADO | 244505
PIPE, SEAMLESS, PE, SCH 160, B36.10, A106 Gr. B | ASTM A106 Gr. B |  |  |  | 1/2"-1-1/2" | PIPE, SEAMLESS | B | 1/2" |  |  | TYPE=PIPE |  | PL |  |  |  |  | mm | 21.336 | 0.5 | 1395.3958 | 2568.7541 | 308.9942 |  | 10S | New |  | 1.95 | KG | [6 empty] | SHOP | SKID_GAS_RECUPERADO | 244506
PIPE, SEAMLESS, PE, SCH 160, B36.10, A106 Gr. B | ASTM A106 Gr. B |  |  |  | 1/2"-1-1/2" | PIPE, SEAMLESS | B | 1/2" |  |  | TYPE=PIPE |  | PL |  |  |  |  | mm | 21.336 | 0.5 | 854.8426 | 2568.7541 | 308.9942 |  | 10S | New |  | 1.95 | KG | [6 empty] | SHOP | SKID_GAS_RECUPERADO | 244507
PIPE, SEAMLESS, PE, SCH 160, B36.10, A106 Gr. B | ASTM A106 Gr. B |  |  |  | 1/2"-1-1/2" | PIPE, SEAMLESS | B | 1/2" |  |  | TYPE=PIPE |  | PL |  |  |  |  | mm | 21.336 | 0.5 | 748.3466 | 2568.7541 | 308.9942 |  | 10S | New |  | 1.95 | KG | [6 empty] | SHOP | SKID_GAS_RECUPERADO | 244508
PIPE, SEAMLESS, PE, SCH 160, B36.10, A106 Gr. B | ASTM A106 Gr. B |  |  |  | 1/2"-1-1/2" | PIPE, SEAMLESS | B | 1/2" |  |  | TYPE=PIPE |  | PL |  |  |  |  | mm | 21.336 | 0.5 | 953.4392 | 2568.7541 | 308.9942 |  | 10S | New |  | 1.95 | KG | [6 empty] | SHOP | SKID_GAS_RECUPERADO | 244509
PIPE, SEAMLESS, PE, SCH 160, B36.10, A106 Gr. B | ASTM A106 Gr. B |  |  |  | 1/2"-1-1/2" | PIPE, SEAMLESS | B | 1/2" |  |  | TYPE=PIPE |  | PL |  |  |  |  | mm | 21.336 | 0.5 | 1296.7992 | 2568.7541 | 308.9942 |  | 10S | New |  | 1.95 | KG | [6 empty] | SHOP | SKID_GAS_RECUPERADO | 244510
PIPE, SEAMLESS, PE, SCH 160, B36.10, A106 Gr. B | ASTM A106 Gr. B |  |  |  | 1/2"-1-1/2" | PIPE, SEAMLESS | B | 1/2" |  |  | TYPE=PIPE |  | PL |  |  |  |  | mm | 21.336 | 0.5 | 509.5408 | 2568.7541 | 308.9942 |  | 10S | New |  | 1.95 | KG | [6 empty] | SHOP | SKID_GAS_RECUPERADO | 244511
PIPE, SEAMLESS, PE, SCH 160, B36.10, A106 Gr. B | ASTM A106 Gr. B |  |  |  | 1/2"-1-1/2" | PIPE, SEAMLESS | B | 1/2" |  |  | TYPE=PIPE |  | PL |  |  |  |  | mm | 21.336 | 0.5 | 409.0492 | 2568.7541 | 219.6787 |  | 10S | New |  | 1.95 | KG | [6 empty] | SHOP | SKID_GAS_RECUPERADO | 244512
PIPE, SEAMLESS, PE, SCH 160, B36.10, A106 Gr. B | ASTM A106 Gr. B |  |  |  | 1/2"-1-1/2" | PIPE, SEAMLESS | B | 1" |  |  | TYPE=PIPE |  | PL |  |  |  |  | mm | 33.401 | 1 | 227.8128 | 2950.8015 | 198.7704 |  | 10S | New |  | 4.24 | KG | [6 empty] | SHOP | SKID_GAS_RECUPERADO | 244513
PIPE, SEAMLESS, PE, SCH 160, B36.10, A106 Gr. B | ASTM A106 Gr. B |  |  |  | 1/2"-1-1/2" | PIPE, SEAMLESS | B | 1" |  |  | TYPE=PIPE |  | PL |  |  |  |  | mm | 33.401 | 1 | 348.1028 | 2950.7973 | 92.7044 |  | 10S | New |  | 4.24 | KG | [6 empty] | SHOP | SKID_GAS_RECUPERADO | 244514
PIPE, SEAMLESS, PE, SCH 160, B36.10, A106 Gr. B | ASTM A106 Gr. B |  |  |  | 1/2"-1-1/2" | PIPE, SEAMLESS | B | 1" |  |  | TYPE=PIPE |  | PL |  |  |  |  | mm | 33.401 | 1 | 212.0083 | 2973.154 | 214.5756 |  | 10S | New |  | 4.24 | KG | [6 empty] | SHOP | SKID_GAS_RECUPERADO | 244515
PIPE, SEAMLESS, PE, SCH 160, B36.10, A106 Gr. B | ASTM A106 Gr. B |  |  |  | 1/2"-1-1/2" | PIPE, SEAMLESS | B | 1/2" |  |  | TYPE=PIPE |  | PL |  |  |  |  | mm | 21.336 | 0.5 | 1613.6336 | 2950.802 | 455.0134 |  | 10S | New |  | 1.95 | KG | [6 empty] | SHOP | SKID_GAS_RECUPERADO | 244516
PIPE, SEAMLESS, PE, SCH 160, B36.10, A106 Gr. B | ASTM A106 Gr. B |  |  |  | 1/2"-1-1/2" | PIPE, SEAMLESS | B | 1/2" |  |  | TYPE=PIPE |  | PL |  |  |  |  | mm | 21.336 | 0.5 | 413.5083 | 2746.2501 | 308.9942 |  | 10S | New |  | 1.95 | KG | [6 empty] | SHOP | SKID_GAS_RECUPERADO | 244517
PIPE, SEAMLESS, PE, SCH 160, B36.10, A106 Gr. B | ASTM A106 Gr. B |  |  |  | 1/2"-1-1/2" | PIPE, SEAMLESS | B | 1/2" |  |  | TYPE=PIPE |  | PL |  |  |  |  | mm | 21.336 | 0.5 | 764.0946 | 2553.0061 | 308.9942 |  | 10S | New |  | 1.95 | KG | [6 empty] | SHOP | SKID_GAS_RECUPERADO | 244518
PIPE, SEAMLESS, PE, SCH 160, B36.10, A106 Gr. B | ASTM A106 Gr. B |  |  |  | 1/2"-1-1/2" | PIPE, SEAMLESS | B | 1/2" |  |  | TYPE=PIPE |  | PL |  |  |  |  | mm | 21.336 | 0.5 | 409.0492 | 2675.2501 | 219.6787 |  | 10S | New |  | 1.95 | KG | [6 empty] | SHOP | SKID_GAS_RECUPERADO | 244519
PIPE, SEAMLESS, PE, SCH 160, B36.10, A106 Gr. B | ASTM A106 Gr. B |  |  |  | 1/2"-1-1/2" | PIPE, SEAMLESS | B | 1/2" |  |  | TYPE=PIPE |  | PL |  |  |  |  | mm | 21.336 | 0.5 | 680.9666 | 2675.2501 | 308.9942 |  | 10S | New |  | 1.95 | KG | [6 empty] | SHOP | SKID_GAS_RECUPERADO | 244520
PIPE, SEAMLESS, PE, SCH 160, B36.10, A106 Gr. B | ASTM A106 Gr. B |  |  |  | 1/2"-1-1/2" | PIPE, SEAMLESS | B | 1/2" |  |  | TYPE=PIPE |  | PL |  |  |  |  | mm | 21.336 | 0.5 | 509.5408 | 2675.2501 | 308.9942 |  | 10S | New |  | 1.95 | KG | [6 empty] | SHOP | SKID_GAS_RECUPERADO | 244521
PIPE, SEAMLESS, PE, SCH 160, B36.10, A106 Gr. B | ASTM A106 Gr. B |  |  |  | 1/2"-1-1/2" | PIPE, SEAMLESS | B | 1/2" |  |  | TYPE=PIPE |  | PL |  |  |  |  | mm | 21.336 | 0.5 | 227.9168 | 5979.0661 | 198.7704 |  | 10S | New |  | 1.95 | KG | [6 empty] | SHOP | SKID_GAS_RECUPERADO | 244522
PIPE, SEAMLESS, PE, SCH 160, B36.10, A106 Gr. B | ASTM A106 Gr. B |  |  |  | 1/2"-1-1/2" | PIPE, SEAMLESS | B | 1/2" |  |  | TYPE=PIPE |  | PL |  |  |  |  | mm | 21.336 | 0.5 | 1861.5211 | 5979.0014 | 327.7468 |  | 10S | New |  | 1.95 | KG | [6 empty] | SHOP | SKID_GAS_RECUPERADO | 244523
PIPE, SEAMLESS, BE, SCH 40, B36.10, A106 Gr. B | API 5L Gr. B |  |  |  | 2"-24" | PIPE, SEAMLESS | B | 3" |  |  | TYPE=PIPE |  | PL |  |  |  |  | mm | 88.9 | 3 | 80.0028 | 10254.2267 | 4301.6022 |  | STD | New |  | 11.29 | KG | [6 empty] | SHOP | SKID_GAS_RECUPERADO | 244524
PIPE, SEAMLESS, BE, SCH 40, B36.10, A106 Gr. B | API 5L Gr. B |  |  |  | 2"-24" | PIPE, SEAMLESS | B | 3" |  |  | TYPE=PIPE |  | PL |  |  |  |  | mm | 88.9 | 3 | 80.0028 | 9674.8267 | 4301.6022 |  | STD | New |  | 11.29 | KG | [6 empty] | SHOP | SKID_GAS_RECUPERADO | 244525
PIPE, SEAMLESS, BE, SCH 40, B36.10, A106 Gr. B | API 5L Gr. B |  |  |  | 2"-24" | PIPE, SEAMLESS | B | 6" |  |  | TYPE=PIPE |  | PL |  |  |  |  | mm | 168.275 | 6 | 80.0028 | 9817.5747 | 3175.141 |  | STD | New |  | 28.26 | KG | [6 empty] | SHOP | SKID_GAS_RECUPERADO | 244526
PIPE, SEAMLESS, BE, SCH 80, B36.10, A106 Gr B | API 5L Gr. B |  |  |  | 3"-8" | PIPE, SEAMLESS | D | 4" |  |  | TYPE=PIPE |  | PL |  |  |  |  | mm | 114.3 | 4 | 585.0785 | 13435.5576 | 963.6627 |  | STD | New |  | 22.32 | KG | [6 empty] | SHOP | SKID_GAS_RECUPERADO | 244527
PIPE, SEAMLESS, BE, SCH 40, B36.10, A106 Gr. B | API 5L Gr. B |  |  |  | 2"-24" | PIPE, SEAMLESS | B | 6" |  |  | TYPE=PIPE |  | PL |  |  |  |  | mm | 168.275 | 6 | 80.0028 | 10396.9747 | 3175.141 |  | STD | New |  | 28.26 | KG | [6 empty] | SHOP | SKID_GAS_RECUPERADO | 244528
PIPE, SEAMLESS, PE, SCH 160, B36.10, A106 Gr. B | ASTM A106 Gr. B |  |  |  | 1/2"-1-1/2" | PIPE, SEAMLESS | B | 1" |  |  | TYPE=PIPE |  | PL |  |  |  |  | mm | 33.401 | 1 | 212.1123 | 6001.4187 | 214.5756 |  | 10S | New |  | 4.24 | KG | [6 empty] | SHOP | SKID_GAS_RECUPERADO | 244529
PIPE, SEAMLESS, PE, SCH 160, B36.10, A106 Gr. B | ASTM A106 Gr. B |  |  |  | 1/2"-1-1/2" | PIPE, SEAMLESS | D | 1/2" |  |  | TYPE=PIPE |  | PL |  |  |  |  | mm | 21.336 | 0.5 | 1209.3459 | 10169.2915 | 214.5756 |  | 10S | New |  | 1.95 | KG | [6 empty] | SHOP | SKID_GAS_RECUPERADO | 244530
PIPE, SEAMLESS, PE, SCH 160, B36.10, A106 Gr. B | ASTM A106 Gr. B |  |  |  | 1/2"-1-1/2" | PIPE, SEAMLESS | B | 1/2" |  |  | TYPE=PIPE |  | PL |  |  |  |  | mm | 21.336 | 0.5 | 1209.2584 | 7617.0303 | 214.5756 |  | 10S | New |  | 1.95 | KG | [6 empty] | SHOP | SKID_GAS_RECUPERADO | 244531
PIPE, SEAMLESS, PE, SCH 160, B36.10, A106 Gr. B | ASTM A106 Gr. B |  |  |  | 1/2"-1-1/2" | PIPE, SEAMLESS | D | 1/2" |  |  | TYPE=PIPE |  | PL |  |  |  |  | mm | 21.336 | 0.5 | 1225.0971 | 10261.4592 | 214.5756 |  | 10S | New |  | 1.95 | KG | [6 empty] | SHOP | SKID_GAS_RECUPERADO | 244532
PIPE, SEAMLESS, BE, SCH 80, B36.10, A106 Gr B | API 5L Gr. B |  |  |  | 3"-8" | PIPE, SEAMLESS | D | 4" |  |  | TYPE=PIPE |  | PL |  |  |  |  | mm | 114.3 | 4 | 584.7026 | 9327.6673 | 3329.4479 |  | STD | New |  | 22.32 | KG | [6 empty] | SHOP | SKID_GAS_RECUPERADO | 244533
PIPE, SEAMLESS, BE, SCH 80, B36.10, A106 Gr B | API 5L Gr. B |  |  |  | 3"-8" | PIPE, SEAMLESS | D | 4" |  |  | TYPE=PIPE |  | PL |  |  |  |  | mm | 114.3 | 4 | 584.7026 | 12170.409 | 3329.4479 |  | STD | New |  | 22.32 | KG | [6 empty] | SHOP | SKID_GAS_RECUPERADO | 244534
PIPE, SEAMLESS, BE, SCH 40, B36.10, A106 Gr. B | API 5L Gr. B |  |  |  | 2"-24" | PIPE, SEAMLESS | B | 6" |  |  | TYPE=PIPE |  | PL |  |  |  |  | mm | 168.275 | 6 | 80.0028 | 7755.8641 | 3175.1411 |  | STD | New |  | 28.26 | KG | [6 empty] | SHOP | SKID_GAS_RECUPERADO | 244535
PIPE, SEAMLESS, BE, SCH 80, B36.10, A106 Gr B | API 5L Gr. B |  |  |  | 3"-8" | PIPE, SEAMLESS | D | 3" |  |  | TYPE=PIPE |  | PL |  |  |  |  | mm | 88.9 | 3 | 1278.5203 | 9949.0759 | 2383.3962 |  | STD | New |  | 15.27 | KG | [6 empty] | SHOP | SKID_GAS_RECUPERADO | 244536
PIPE, SEAMLESS, PE, SCH 160, B36.10, A106 Gr. B | ASTM A106 Gr. B |  |  |  | 1/2"-1-1/2" | PIPE, SEAMLESS | B | 1/2" |  |  | TYPE=PIPE |  | PL |  |  |  |  | mm | 21.336 | 0.5 | 317.7061 | 5979.0631 | 120.1571 |  | 10S | New |  | 1.95 | KG | [6 empty] | SHOP | SKID_GAS_RECUPERADO | 244537
PIPE, SEAMLESS, PE, SCH 160, B36.10, A106 Gr. B | ASTM A106 Gr. B |  |  |  | 1/2"-1-1/2" | PIPE, SEAMLESS | B | 1" |  |  | TYPE=PIPE |  | PL |  |  |  |  | mm | 33.401 | 1 | 212.3428 | 13079.92 | 214.5756 |  | 10S | New |  | 4.24 | KG | [6 empty] | SHOP | SKID_GAS_RECUPERADO | 244538
PIPE, SEAMLESS, PE, SCH 160, B36.10, A106 Gr. B | ASTM A106 Gr. B |  |  |  | 1/2"-1-1/2" | PIPE, SEAMLESS | B | 1" |  |  | TYPE=PIPE |  | PL |  |  |  |  | mm | 33.401 | 1 | 212.2519 | 10428.5499 | 214.5756 |  | 10S | New |  | 4.24 | KG | [6 empty] | SHOP | SKID_GAS_RECUPERADO | 244539
PIPE, SEAMLESS, PE, SCH 160, B36.10, A106 Gr. B | ASTM A106 Gr. B |  |  |  | 1/2"-1-1/2" | PIPE, SEAMLESS | B | 1/2" |  |  | TYPE=PIPE |  | PL |  |  |  |  | mm | 21.336 | 0.5 | 309.6838 | 13057.5647 | 214.5756 |  | 10S | New |  | 1.95 | KG | [6 empty] | SHOP | SKID_GAS_RECUPERADO | 244540
PIPE, SEAMLESS, PE, SCH 160, B36.10, A106 Gr. B | ASTM A106 Gr. B |  |  |  | 1/2"-1-1/2" | PIPE, SEAMLESS | B | 1/2" |  |  | TYPE=PIPE |  | PL |  |  |  |  | mm | 21.336 | 0.5 | 568.789 | 9747.0462 | 214.5756 |  | 10S | New |  | 1.95 | KG | [6 empty] | SHOP | SKID_GAS_RECUPERADO | 244541
PIPE, SEAMLESS, PE, SCH 160, B36.10, A106 Gr. B | ASTM A106 Gr. B |  |  |  | 1/2"-1-1/2" | PIPE, SEAMLESS | B | 1" |  |  | TYPE=PIPE |  | PL |  |  |  |  | mm | 33.401 | 1 | 212.2307 | 9769.4099 | 214.5756 |  | 10S | New |  | 4.24 | KG | [6 empty] | SHOP | SKID_GAS_RECUPERADO | 244542
PIPE, SEAMLESS, BE, SCH 80, B36.10, A106 Gr B | API 5L Gr. B |  |  |  | 3"-8" | PIPE, SEAMLESS | D | 3" |  |  | TYPE=PIPE |  | PL |  |  |  |  | mm | 88.9 | 3 | 581.9141 | 5015.8583 | 2269.0962 |  | STD | New |  | 15.27 | KG | [6 empty] | SHOP | SKID_GAS_RECUPERADO | 244543
PIPE, SEAMLESS, PE, SCH 160, B36.10, A106 Gr. B | ASTM A106 Gr. B |  |  |  | 1/2"-1-1/2" | PIPE, SEAMLESS | D | 1 1/2" |  |  | TYPE=PIPE |  | PL |  |  |  |  | mm | 48.26 | 1.5 | 1359.3426 | 9674.8267 | 3813.6549 |  | 10S | New |  | 7.25 | KG | [6 empty] | SHOP | SKID_GAS_RECUPERADO | 244544
PIPE, SEAMLESS, PE, SCH 160, B36.10, A106 Gr. B | ASTM A106 Gr. B |  |  |  | 1/2"-1-1/2" | PIPE, SEAMLESS | D | 1/2" |  |  | TYPE=PIPE |  | PL |  |  |  |  | mm | 21.336 | 0.5 | 1391.0926 | 10254.2267 | 4085.5749 |  | 10S | New |  | 1.95 | KG | [6 empty] | SHOP | SKID_GAS_RECUPERADO | 244545
PIPE, SEAMLESS, PE, SCH 160, B36.10, A106 Gr. B | ASTM A106 Gr. B |  |  |  | 1/2"-1-1/2" | PIPE, SEAMLESS | D | 1 1/2" |  |  | TYPE=PIPE |  | PL |  |  |  |  | mm | 48.26 | 1.5 | 1359.3426 | 10254.2267 | 4053.8249 |  | 10S | New |  | 7.25 | KG | [6 empty] | SHOP | SKID_GAS_RECUPERADO | 244546
PIPE, SEAMLESS, PE, SCH 160, B36.10, A106 Gr. B | ASTM A106 Gr. B |  |  |  | 1/2"-1-1/2" | PIPE, SEAMLESS | D | 1 1/2" |  |  | TYPE=PIPE |  | PL |  |  |  |  | mm | 48.26 | 1.5 | 1359.3426 | 9964.5267 | 3600.1549 |  | 10S | New |  | 7.25 | KG | [6 empty] | SHOP | SKID_GAS_RECUPERADO | 244547
PIPE, SEAMLESS, PE, SCH 160, B36.10, A106 Gr. B | ASTM A106 Gr. B |  |  |  | 1/2"-1-1/2" | PIPE, SEAMLESS | D | 1 1/2" |  |  | TYPE=PIPE |  | PL |  |  |  |  | mm | 48.26 | 1.5 | 1359.3426 | 10254.2267 | 3813.6549 |  | 10S | New |  | 7.25 | KG | [6 empty] | SHOP | SKID_GAS_RECUPERADO | 244548
PIPE, SEAMLESS, PE, SCH 160, B36.10, A106 Gr. B | ASTM A106 Gr. B |  |  |  | 1/2"-1-1/2" | PIPE, SEAMLESS | D | 1 1/2" |  |  | TYPE=PIPE |  | PL |  |  |  |  | mm | 48.26 | 1.5 | 1359.3426 | 10254.2267 | 4267.3249 |  | 10S | New |  | 7.25 | KG | [6 empty] | SHOP | SKID_GAS_RECUPERADO | 244549
PIPE, SEAMLESS, PE, SCH 160, B36.10, A106 Gr. B | ASTM A106 Gr. B |  |  |  | 1/2"-1-1/2" | PIPE, SEAMLESS | D | 1/2" |  |  | TYPE=PIPE |  | PL |  |  |  |  | mm | 21.336 | 0.5 | 1391.0926 | 9674.8267 | 4085.5749 |  | 10S | New |  | 1.95 | KG | [6 empty] | SHOP | SKID_GAS_RECUPERADO | 244550
PIPE, SEAMLESS, PE, SCH 160, B36.10, A106 Gr. B | ASTM A106 Gr. B |  |  |  | 1/2"-1-1/2" | PIPE, SEAMLESS | D | 1 1/2" |  |  | TYPE=PIPE |  | PL |  |  |  |  | mm | 48.26 | 1.5 | 1359.3426 | 9706.5767 | 3631.9049 |  | 10S | New |  | 7.25 | KG | [6 empty] | SHOP | SKID_GAS_RECUPERADO | 244551
PIPE, SEAMLESS, PE, SCH 160, B36.10, A106 Gr. B | ASTM A106 Gr. B |  |  |  | 1/2"-1-1/2" | PIPE, SEAMLESS | D | 1 1/2" |  |  | TYPE=PIPE |  | PL |  |  |  |  | mm | 48.26 | 1.5 | 1359.3426 | 9674.8267 | 4053.8249 |  | 10S | New |  | 7.25 | KG | [6 empty] | SHOP | SKID_GAS_RECUPERADO | 244552
PIPE, SEAMLESS, PE, SCH 160, B36.10, A106 Gr. B | ASTM A106 Gr. B |  |  |  | 1/2"-1-1/2" | PIPE, SEAMLESS | D | 1 1/2" |  |  | TYPE=PIPE |  | PL |  |  |  |  | mm | 48.26 | 1.5 | 1359.3426 | 9674.8267 | 4267.3249 |  | 10S | New |  | 7.25 | KG | [6 empty] | SHOP | SKID_GAS_RECUPERADO | 244553
PIPE, SEAMLESS, PE, SCH 160, B36.10, A106 Gr. B | ASTM A106 Gr. B |  |  |  | 1/2"-1-1/2" | PIPE, SEAMLESS | D | 1 1/2" |  |  | TYPE=PIPE |  | PL |  |  |  |  | mm | 48.26 | 1.5 | 1359.3426 | 9996.2767 | 3631.9049 |  | 10S | New |  | 7.25 | KG | [6 empty] | SHOP | SKID_GAS_RECUPERADO | 244554
PIPE, SEAMLESS, PE, SCH 160, B36.10, A106 Gr. B | ASTM A106 Gr. B |  |  |  | 1/2"-1-1/2" | PIPE, SEAMLESS | D | 1 1/2" |  |  | TYPE=PIPE |  | PL |  |  |  |  | mm | 48.26 | 1.5 | 1359.3426 | 10463.4992 | 3366.9962 |  | 10S | New |  | 7.25 | KG | [6 empty] | SHOP | SKID_GAS_RECUPERADO | 244555
PIPE, SEAMLESS, PE, SCH 160, B36.10, A106 Gr. B | ASTM A106 Gr. B |  |  |  | 1/2"-1-1/2" | PIPE, SEAMLESS | D | 1 1/2" |  |  | TYPE=PIPE |  | PL |  |  |  |  | mm | 48.26 | 1.5 | 1359.3426 | 10275.1706 | 3366.9962 |  | 10S | New |  | 7.25 | KG | [6 empty] | SHOP | SKID_GAS_RECUPERADO | 244556
PIPE, SEAMLESS, PE, SCH 160, B36.10, A106 Gr. B | ASTM A106 Gr. B |  |  |  | 1/2"-1-1/2" | PIPE, SEAMLESS | D | 1" |  |  | TYPE=PIPE |  | PL |  |  |  |  | mm | 33.401 | 1 | 1359.3426 | 12425.2155 | 472.4587 |  | 10S | New |  | 4.24 | KG | [6 empty] | SHOP | SKID_GAS_RECUPERADO | 244557
PIPE, SEAMLESS, BE, SCH 80, B36.10, A106 Gr B | API 5L Gr. B |  |  |  | 3"-8" | PIPE, SEAMLESS | D | 4" |  |  | TYPE=PIPE |  | PL |  |  |  |  | mm | 114.3 | 4 | 2903.1208 | 753.1131 | 313.3327 |  | STD | New |  | 22.32 | KG | [6 empty] | SHOP | SKID_GAS_RECUPERADO | 244558
PIPE, SEAMLESS, BE, SCH 80, B36.10, A106 Gr B | API 5L Gr. B |  |  |  | 3"-8" | PIPE, SEAMLESS | D | 4" |  |  | TYPE=PIPE |  | PL |  |  |  |  | mm | 114.3 | 4 | 2903.1208 | 1441.7881 | 313.3327 |  | STD | New |  | 22.32 | KG | [6 empty] | SHOP | SKID_GAS_RECUPERADO | 244559
PIPE, SEAMLESS, BE, SCH 80, B36.10, A106 Gr B | API 5L Gr. B |  |  |  | 3"-8" | PIPE, SEAMLESS | D | 4" |  |  | TYPE=PIPE |  | PL |  |  |  |  | mm | 114.3 | 4 | 2635.0714 | 2675.4291 | 313.3327 |  | STD | New |  | 22.32 | KG | [6 empty] | SHOP | SKID_GAS_RECUPERADO | 244560
PIPE, SEAMLESS, BE, SCH 80, B36.10, A106 Gr B | API 5L Gr. B |  |  |  | 3"-8" | PIPE, SEAMLESS | D | 4" |  |  | TYPE=PIPE |  | PL |  |  |  |  | mm | 114.3 | 4 | 2130.2714 | 8213.8503 | 986.8057 |  | STD | New |  | 22.32 | KG | [6 empty] | SHOP | SKID_GAS_RECUPERADO | 244561
PIPE, SEAMLESS, PE, SCH 160, B36.10, A106 Gr. B | ASTM A106 Gr. B |  |  |  | 1/2"-1-1/2" | PIPE, SEAMLESS | D | 1/2" |  |  | TYPE=PIPE |  | PL |  |  |  |  | mm | 21.336 | 0.5 | 2130.2714 | 7378.6474 | 708.1575 |  | 10S | New |  | 1.95 | KG | [6 empty] | SHOP | SKID_GAS_RECUPERADO | 244562
PIPE, SEAMLESS, PE, SCH 160, B36.10, A106 Gr. B | ASTM A106 Gr. B |  |  |  | 1/2"-1-1/2" | PIPE, SEAMLESS | D | 1" |  |  | TYPE=PIPE |  | PL |  |  |  |  | mm | 33.401 | 1 | 2508.3504 | 28.594 | 214.5756 |  | 10S | New |  | 4.24 | KG | [6 empty] | SHOP | SKID_GAS_RECUPERADO | 244563
PIPE, SEAMLESS, PE, SCH 160, B36.10, A106 Gr. B | ASTM A106 Gr. B |  |  |  | 1/2"-1-1/2" | PIPE, SEAMLESS | D | 1" |  |  | TYPE=PIPE |  | PL |  |  |  |  | mm | 33.401 | 1 | 2604.3504 | 6044.469 | 214.5756 |  | 10S | New |  | 4.24 | KG | [6 empty] | SHOP | SKID_GAS_RECUPERADO | 244564
PIPE, SEAMLESS, PE, SCH 160, B36.10, A106 Gr. B | ASTM A106 Gr. B |  |  |  | 1/2"-1-1/2" | PIPE, SEAMLESS | D | 1" |  |  | TYPE=PIPE |  | PL |  |  |  |  | mm | 33.401 | 1 | 2508.3504 | 6044.469 | 214.5756 |  | 10S | New |  | 4.24 | KG | [6 empty] | SHOP | SKID_GAS_RECUPERADO | 244565
PIPE, SEAMLESS, PE, SCH 160, B36.10, A106 Gr. B | ASTM A106 Gr. B |  |  |  | 1/2"-1-1/2" | PIPE, SEAMLESS | D | 1" |  |  | TYPE=PIPE |  | PL |  |  |  |  | mm | 33.401 | 1 | 2604.3504 | 28.594 | 214.5756 |  | 10S | New |  | 4.24 | KG | [6 empty] | SHOP | SKID_GAS_RECUPERADO | 244566
PIPE, SEAMLESS, PE, SCH 160, B36.10, A106 Gr. B | ASTM A106 Gr. B |  |  |  | 1/2"-1-1/2" | PIPE, SEAMLESS | B | 1" |  |  | TYPE=PIPE |  | PL |  |  |  |  | mm | 33.401 | 1 | 1591.2816 | 3782.7325 | 3375.1411 |  | 10S | New |  | 4.24 | KG | [6 empty] | SHOP | SKID_GAS_RECUPERADO | 244567
PIPE, SEAMLESS, PE, SCH 160, B36.10, A106 Gr. B | ASTM A106 Gr. B |  |  |  | 1/2"-1-1/2" | PIPE, SEAMLESS | B | 1" |  |  | TYPE=PIPE |  | PL |  |  |  |  | mm | 33.401 | 1 | 1613.6336 | 3782.7325 | 3352.7891 |  | 10S | New |  | 4.24 | KG | [6 empty] | SHOP | SKID_GAS_RECUPERADO | 244568
PIPE, SEAMLESS, PE, SCH 160, B36.10, A106 Gr. B | ASTM A106 Gr. B |  |  |  | 1/2"-1-1/2" | PIPE, SEAMLESS | B | 3/4" |  |  | TYPE=PIPE |  | PL |  |  |  |  | mm | 26.67 | 0.75 | 1613.6336 | 3209.4021 | 2016.3068 |  | 10S | New |  | 2.9 | KG | [6 empty] | SHOP | SKID_GAS_RECUPERADO | 244569
PIPE, SEAMLESS, PE, SCH 160, B36.10, A106 Gr. B | ASTM A106 Gr. B |  |  |  | 1/2"-1-1/2" | PIPE, SEAMLESS | B | 3/4" |  |  | TYPE=PIPE |  | PL |  |  |  |  | mm | 26.67 | 0.75 | 1613.6336 | 3782.7325 | 2035.3568 |  | 10S | New |  | 2.9 | KG | [6 empty] | SHOP | SKID_GAS_RECUPERADO | 244570
PIPE, SEAMLESS, PE, SCH 160, B36.10, A106 Gr. B | ASTM A106 Gr. B |  |  |  | 1/2"-1-1/2" | PIPE, SEAMLESS | D | 1" |  |  | TYPE=PIPE |  | PL |  |  |  |  | mm | 33.401 | 1 | 2581.9984 | 12883.1206 | 2623.3795 |  | 10S | New |  | 4.24 | KG | [6 empty] | SHOP | SKID_GAS_RECUPERADO | 244571
PIPE, SEAMLESS, PE, SCH 160, B36.10, A106 Gr. B | ASTM A106 Gr. B |  |  |  | 1/2"-1-1/2" | PIPE, SEAMLESS | D | 1" |  |  | TYPE=PIPE |  | PL |  |  |  |  | mm | 33.401 | 1 | 2604.3504 | 12060.344 | 214.5756 |  | 10S | New |  | 4.24 | KG | [6 empty] | SHOP | SKID_GAS_RECUPERADO | 244572
PIPE, SEAMLESS, PE, SCH 160, B36.10, A106 Gr. B | ASTM A106 Gr. B |  |  |  | 1/2"-1-1/2" | PIPE, SEAMLESS | D | 1" |  |  | TYPE=PIPE |  | PL |  |  |  |  | mm | 33.401 | 1 | 2604.3504 | 12883.1206 | 236.9276 |  | 10S | New |  | 4.24 | KG | [6 empty] | SHOP | SKID_GAS_RECUPERADO | 244573
PIPE, SEAMLESS, PE, SCH 160, B36.10, A106 Gr. B | ASTM A106 Gr. B |  |  |  | 1/2"-1-1/2" | PIPE, SEAMLESS | D | 1" |  |  | TYPE=PIPE |  | PL |  |  |  |  | mm | 33.401 | 1 | 2508.3504 | 12883.1206 | 236.9276 |  | 10S | New |  | 4.24 | KG | [6 empty] | SHOP | SKID_GAS_RECUPERADO | 244574
PIPE, SEAMLESS, PE, SCH 160, B36.10, A106 Gr. B | ASTM A106 Gr. B |  |  |  | 1/2"-1-1/2" | PIPE, SEAMLESS | D | 1" |  |  | TYPE=PIPE |  | PL |  |  |  |  | mm | 33.401 | 1 | 2485.9984 | 12883.1206 | 1188.8361 |  | 10S | New |  | 4.24 | KG | [6 empty] | SHOP | SKID_GAS_RECUPERADO | 244575
PIPE, SEAMLESS, PE, SCH 160, B36.10, A106 Gr. B | ASTM A106 Gr. B |  |  |  | 1/2"-1-1/2" | PIPE, SEAMLESS | D | 1" |  |  | TYPE=PIPE |  | PL |  |  |  |  | mm | 33.401 | 1 | 2508.3504 | 12060.344 | 214.5756 |  | 10S | New |  | 4.24 | KG | [6 empty] | SHOP | SKID_GAS_RECUPERADO | 244576
PIPE, SEAMLESS, PE, SCH 160, B36.10, A106 Gr. B | ASTM A106 Gr. B |  |  |  | 1/2"-1-1/2" | PIPE, SEAMLESS | D | 1" |  |  | TYPE=PIPE |  | PL |  |  |  |  | mm | 33.401 | 1 | 1577.2719 | 12883.1206 | 6227.0372 |  | 10S | New |  | 4.24 | KG | [6 empty] | SHOP | SKID_GAS_RECUPERADO | 244577
PIPE, SEAMLESS, PE, SCH 160, B36.10, A106 Gr. B | ASTM A106 Gr. B |  |  |  | 1/2"-1-1/2" | PIPE, SEAMLESS | D | 1" |  |  | TYPE=PIPE |  | PL |  |  |  |  | mm | 33.401 | 1 | 1706.1418 | 12883.1206 | 2645.7315 |  | 10S | New |  | 4.24 | KG | [6 empty] | SHOP | SKID_GAS_RECUPERADO | 244578
PIPE, SEAMLESS, PE, SCH 160, B36.10, A106 Gr. B | ASTM A106 Gr. B |  |  |  | 1/2"-1-1/2" | PIPE, SEAMLESS | D | 1" |  |  | TYPE=PIPE |  | PL |  |  |  |  | mm | 33.401 | 1 | 1683.7898 | 12883.1206 | 6227.0372 |  | 10S | New |  | 4.24 | KG | [6 empty] | SHOP | SKID_GAS_RECUPERADO | 244579
PIPE, SEAMLESS, BE, SCH 80, B36.10, A106 Gr B | API 5L Gr. B |  |  |  | 3"-8" | PIPE, SEAMLESS | D | 4" |  |  | TYPE=PIPE |  | PL |  |  |  |  | mm | 114.3 | 4 | 2337.4149 | 1460.21 | 2102.3288 |  | STD | New |  | 22.32 | KG | [6 empty] | SHOP | SKID_GAS_RECUPERADO | 244580
PIPE, SEAMLESS, BE, SCH 80, B36.10, A106 Gr B | API 5L Gr. B |  |  |  | 3"-8" | PIPE, SEAMLESS | D | 4" |  |  | TYPE=PIPE |  | PL |  |  |  |  | mm | 114.3 | 4 | 2185.0149 | 1460.21 | 2605.3077 |  | STD | New |  | 22.32 | KG | [6 empty] | SHOP | SKID_GAS_RECUPERADO | 244581
PIPE, SEAMLESS, BE, SCH 80, B36.10, A106 Gr B | API 5L Gr. B |  |  |  | 3"-8" | PIPE, SEAMLESS | D | 4" |  |  | TYPE=PIPE |  | PL |  |  |  |  | mm | 114.3 | 4 | 2130.2714 | 3598.9497 | 1139.2057 |  | STD | New |  | 22.32 | KG | [6 empty] | SHOP | SKID_GAS_RECUPERADO | 244582
PIPE, SEAMLESS, BE, SCH 80, B36.10, A106 Gr B | API 5L Gr. B |  |  |  | 3"-8" | PIPE, SEAMLESS | D | 4" |  |  | TYPE=PIPE |  | PL |  |  |  |  | mm | 114.3 | 4 | 2503.9365 | 1840.9724 | 465.7327 |  | STD | New |  | 22.32 | KG | [6 empty] | SHOP | SKID_GAS_RECUPERADO | 244583
PIPE, SEAMLESS, BE, SCH 80, B36.10, A106 Gr B | API 5L Gr. B |  |  |  | 3"-8" | PIPE, SEAMLESS | D | 4" |  |  | TYPE=PIPE |  | PL |  |  |  |  | mm | 114.3 | 4 | 2278.3327 | 1441.4008 | 313.3327 |  | STD | New |  | 22.32 | KG | [6 empty] | SHOP | SKID_GAS_RECUPERADO | 244584
PIPE, SEAMLESS, BE, SCH 80, B36.10, A106 Gr B | API 5L Gr. B |  |  |  | 3"-8" | PIPE, SEAMLESS | D | 4" |  |  | TYPE=PIPE |  | PL |  |  |  |  | mm | 114.3 | 4 | 2323.2337 | 2300.0918 | 313.3327 |  | STD | New |  | 22.32 | KG | [6 empty] | SHOP | SKID_GAS_RECUPERADO | 244585
PIPE, SEAMLESS, BE, SCH 80, B36.10, A106 Gr B | API 5L Gr. B |  |  |  | 3"-8" | PIPE, SEAMLESS | D | 4" |  |  | TYPE=PIPE |  | PL |  |  |  |  | mm | 114.3 | 4 | 2175.1724 | 2169.7365 | 1139.2057 |  | STD | New |  | 22.32 | KG | [6 empty] | SHOP | SKID_GAS_RECUPERADO | 244586
PIPE, SEAMLESS, BE, SCH 80, B36.10, A106 Gr B | API 5L Gr. B |  |  |  | 3"-8" | PIPE, SEAMLESS | D | 4" |  |  | TYPE=PIPE |  | PL |  |  |  |  | mm | 114.3 | 4 | 2130.2714 | 9380.6509 | 313.3327 |  | STD | New |  | 22.32 | KG | [6 empty] | SHOP | SKID_GAS_RECUPERADO | 244587
PIPE, SEAMLESS, BE, SCH 80, B36.10, A106 Gr B | API 5L Gr. B |  |  |  | 3"-8" | PIPE, SEAMLESS | D | 4" |  |  | TYPE=PIPE |  | PL |  |  |  |  | mm | 114.3 | 4 | 2130.2714 | 8566.2503 | 313.3327 |  | STD | New |  | 22.32 | KG | [6 empty] | SHOP | SKID_GAS_RECUPERADO | 244588
PIPE, SEAMLESS, BE, SCH 80, B36.10, A106 Gr B | API 5L Gr. B |  |  |  | 3"-8" | PIPE, SEAMLESS | D | 4" |  |  | TYPE=PIPE |  | PL |  |  |  |  | mm | 114.3 | 4 | 2282.6714 | 9533.0509 | 313.3327 |  | STD | New |  | 22.32 | KG | [6 empty] | SHOP | SKID_GAS_RECUPERADO | 244589
PIPE, SEAMLESS, PE, SCH 160, B36.10, A106 Gr. B | ASTM A106 Gr. B |  |  |  | 1/2"-1-1/2" | PIPE, SEAMLESS | D | 1/2" |  |  | TYPE=PIPE |  | PL |  |  |  |  | mm | 21.336 | 0.5 | 1846.9244 | 462.3061 | 208.5431 |  | 10S | New |  | 1.95 | KG | [6 empty] | SHOP | SKID_GAS_RECUPERADO | 244590
PIPE, SCH 80, BE, B36.1, A-106 GR.B | ASTM A106 |  |  |  | PIPE, SEAMLESS, 80, 2" ND, PE, ASTM A106 | PIPE, SEAMLESS | A3A2 | 2" |  |  | TYPE=PIPE |  | PL |  |  |  |  | mm | 60.325 | 2 | 80.0028 | 12888.1816 | 4618.92 |  | 80 | New |  |  | KG | [6 empty] | SHOP | SKID_GAS_RECUPERADO | 244591
PIPE, SEAMLESS, BE, SCH 80, B36.10, A106 Gr B | API 5L Gr. B |  |  |  | 3"-8" | PIPE, SEAMLESS | D | 4" |  |  | TYPE=PIPE |  | PL |  |  |  |  | mm | 114.3 | 4 | 584.7026 | 11268.9246 | 4978.5338 |  | STD | New |  | 22.32 | KG | [6 empty] | SHOP | SKID_GAS_RECUPERADO | 244592
PIPE, SCH 80, BE, B36.1, A-106 GR.B | ASTM A106 |  |  |  | PIPE, SEAMLESS, 80, 2" ND, PE, ASTM A106 | PIPE, SEAMLESS | A3A2 | 2" |  |  | TYPE=PIPE |  | PL |  |  |  |  | mm | 60.325 | 2 | 156.2028 | 12888.1816 | 4978.5339 |  | 80 | New |  |  | KG | [6 empty] | SHOP | SKID_GAS_RECUPERADO | 244593
PIPE, SCH 80, BE, B36.1, A-106 GR.B | ASTM A106 |  |  |  | PIPE, SEAMLESS, 80, 2" ND, PE, ASTM A106 | PIPE, SEAMLESS | A3A2 | 2" |  |  | TYPE=PIPE |  | PL |  |  |  |  | mm | 60.325 | 2 | 80.0028 | 11502.175 | 3297.3786 |  | 80 | New |  |  | KG | [6 empty] | SHOP | SKID_GAS_RECUPERADO | 244594
PIPE, SEAMLESS, BE, SCH 80, B36.10, A106 Gr B | API 5L Gr. B |  |  |  | 3"-8" | PIPE, SEAMLESS | D | 4" |  |  | TYPE=PIPE |  | PL |  |  |  |  | mm | 114.3 | 4 | 584.7026 | 12992.8296 | 4978.5339 |  | STD | New |  | 22.32 | KG | [6 empty] | SHOP | SKID_GAS_RECUPERADO | 244595
PIPE, SCH 80, BE, B36.1, A-106 GR.B | ASTM A106 |  |  |  | PIPE, SEAMLESS, 80, 2" ND, PE, ASTM A106 | PIPE, SEAMLESS | A3A2 | 2" |  |  | TYPE=PIPE |  | PL |  |  |  |  | mm | 60.325 | 2 | 80.0028 | 12113.3101 | 3880.4706 |  | 80 | New |  |  | KG | [6 empty] | SHOP | SKID_GAS_RECUPERADO | 244596
PIPE, SEAMLESS, PE, SCH 160, B36.10, A106 Gr. B | ASTM A106 Gr. B |  |  |  | 1/2"-1-1/2" | PIPE, SEAMLESS | B | 3/4" |  |  | TYPE=PIPE |  | PL |  |  |  |  | mm | 26.67 | 0.75 | 1613.6336 | 3763.6825 | 2016.3068 |  | 10S | New |  | 2.9 | KG | [6 empty] | SHOP | SKID_GAS_RECUPERADO | 244597
PIPE, SEAMLESS, PE, SCH 160, B36.10, A106 Gr. B | ASTM A106 Gr. B |  |  |  | 1/2"-1-1/2" | PIPE, SEAMLESS | B | 1" |  |  | TYPE=PIPE |  | PL |  |  |  |  | mm | 33.401 | 1 | 725.6082 | 3782.7325 | 3375.1411 |  | 10S | New |  | 4.24 | KG | [6 empty] | SHOP | SKID_GAS_RECUPERADO | 244598
PIPE, SEAMLESS, PE, SCH 160, B36.10, A106 Gr. B | ASTM A106 Gr. B |  |  |  | 1/2"-1-1/2" | PIPE, SEAMLESS | B | 1" |  |  | TYPE=PIPE |  | PL |  |  |  |  | mm | 33.401 | 1 | 80.0028 | 3782.7325 | 3352.7891 |  | 10S | New |  | 4.24 | KG | [6 empty] | SHOP | SKID_GAS_RECUPERADO | 244599
PIPE, SEAMLESS, PE, SCH 160, B36.10, A106 Gr. B | ASTM A106 Gr. B |  |  |  | 1/2"-1-1/2" | PIPE, SEAMLESS | D | 1" |  |  | TYPE=PIPE |  | PL |  |  |  |  | mm | 33.401 | 1 | 1339.652 | 348.4815 | 3101.6857 |  | 10S | New |  | 4.24 | KG | [6 empty] | SHOP | SKID_GAS_RECUPERADO | 244601
PIPE, SEAMLESS, PE, SCH 160, B36.10, A106 Gr. B | ASTM A106 Gr. B |  |  |  | 1/2"-1-1/2" | PIPE, SEAMLESS | B | 1" |  |  | TYPE=PIPE |  | PL |  |  |  |  | mm | 33.401 | 1 | 80.0028 | 2950.802 | 3352.7891 |  | 10S | New |  | 4.24 | KG | [6 empty] | SHOP | SKID_GAS_RECUPERADO | 244602
PIPE, SEAMLESS, PE, SCH 160, B36.10, A106 Gr. B | ASTM A106 Gr. B |  |  |  | 1/2"-1-1/2" | PIPE, SEAMLESS | B | 1" |  |  | TYPE=PIPE |  | PL |  |  |  |  | mm | 33.401 | 1 | 284.7778 | 2792.4163 | 3375.1411 |  | 10S | New |  | 4.24 | KG | [6 empty] | SHOP | SKID_GAS_RECUPERADO | 244603
PIPE, SEAMLESS, PE, SCH 160, B36.10, A106 Gr. B | ASTM A106 Gr. B |  |  |  | 1/2"-1-1/2" | PIPE, SEAMLESS | B | 1" |  |  | TYPE=PIPE |  | PL |  |  |  |  | mm | 33.401 | 1 | 1613.6336 | 2950.802 | 3020.929 |  | 10S | New |  | 4.24 | KG | [6 empty] | SHOP | SKID_GAS_RECUPERADO | 244604
PIPE, SEAMLESS, PE, SCH 160, B36.10, A106 Gr. B | ASTM A106 Gr. B |  |  |  | 1/2"-1-1/2" | PIPE, SEAMLESS | B | 1" |  |  | TYPE=PIPE |  | PL |  |  |  |  | mm | 33.401 | 1 | 284.7778 | 2950.802 | 3375.1411 |  | 10S | New |  | 4.24 | KG | [6 empty] | SHOP | SKID_GAS_RECUPERADO | 244605
PIPE, SEAMLESS, PE, SCH 160, B36.10, A106 Gr. B | ASTM A106 Gr. B |  |  |  | 1/2"-1-1/2" | PIPE, SEAMLESS | B | 1" |  |  | TYPE=PIPE |  | PL |  |  |  |  | mm | 33.401 | 1 | 80.0028 | 2792.4163 | 3352.7891 |  | 10S | New |  | 4.24 | KG | [6 empty] | SHOP | SKID_GAS_RECUPERADO | 244606
PIPE, SEAMLESS, PE, SCH 160, B36.10, A106 Gr. B | ASTM A106 Gr. B |  |  |  | 1/2"-1-1/2" | PIPE, SEAMLESS | B | 1/2" |  |  | TYPE=PIPE |  | PL |  |  |  |  | mm | 21.336 | 0.5 | 479.0118 | 2973.154 | 3375.1411 |  | 10S | New |  | 1.95 | KG | [6 empty] | SHOP | SKID_GAS_RECUPERADO | 244607
PIPE, SEAMLESS, PE, SCH 160, B36.10, A106 Gr. B | ASTM A106 Gr. B |  |  |  | 1/2"-1-1/2" | PIPE, SEAMLESS | B | 1 1/2" |  |  | TYPE=PIPE |  | PL |  |  |  |  | mm | 48.26 | 1.5 | 1613.6336 | 2950.802 | 2848.9878 |  | 10S | New |  | 7.25 | KG | [6 empty] | SHOP | SKID_GAS_RECUPERADO | 244608
PIPE, SEAMLESS, PE, SCH 160, B36.10, A106 Gr. B | ASTM A106 Gr. B |  |  |  | 1/2"-1-1/2" | PIPE, SEAMLESS | B | 1 1/2" |  |  | TYPE=PIPE |  | PL |  |  |  |  | mm | 48.26 | 1.5 | 1613.6336 | 2950.802 | 2533.7004 |  | 10S | New |  | 7.25 | KG | [6 empty] | SHOP | SKID_GAS_RECUPERADO | 244609
PIPE, SEAMLESS, PE, SCH 160, B36.10, A106 Gr. B | ASTM A106 Gr. B |  |  |  | 1/2"-1-1/2" | PIPE, SEAMLESS | B | 1 1/2" |  |  | TYPE=PIPE |  | PL |  |  |  |  | mm | 48.26 | 1.5 | 1613.6336 | 2950.802 | 2681.9208 |  | 10S | New |  | 7.25 | KG | [6 empty] | SHOP | SKID_GAS_RECUPERADO | 244610
PIPE, SEAMLESS, BE, SCH 80, B36.10, A106 Gr B | API 5L Gr. B |  |  |  | 3"-8" | PIPE, SEAMLESS | D | 3" |  |  | TYPE=PIPE |  | PL |  |  |  |  | mm | 88.9 | 3 | 581.8232 | 4901.5584 | 2383.3962 |  | STD | New |  | 15.27 | KG | [6 empty] | SHOP | SKID_GAS_RECUPERADO | 244611
PIPE, SEAMLESS, BE, SCH 80, B36.10, A106 Gr B | API 5L Gr. B |  |  |  | 3"-8" | PIPE, SEAMLESS | D | 3" |  |  | TYPE=PIPE |  | PL |  |  |  |  | mm | 88.9 | 3 | 294.4399 | 8914.1958 | 2383.3962 |  | STD | New |  | 15.27 | KG | [6 empty] | SHOP | SKID_GAS_RECUPERADO | 244612
PIPE, SEAMLESS, PE, SCH 160, B36.10, A106 Gr. B | ASTM A106 Gr. B |  |  |  | 1/2"-1-1/2" | PIPE, SEAMLESS | B | 1 1/2" |  |  | TYPE=PIPE |  | PL |  |  |  |  | mm | 48.26 | 1.5 | 3311.5743 | 2950.802 | 2681.9208 |  | 10S | New |  | 7.25 | KG | [6 empty] | SHOP | SKID_GAS_RECUPERADO | 244613
PIPE, SEAMLESS, BE, SCH 80, B36.10, A106 Gr B | API 5L Gr. B |  |  |  | 3"-8" | PIPE, SEAMLESS | D | 4" |  |  | TYPE=PIPE |  | PL |  |  |  |  | mm | 114.3 | 4 | 2285.001 | 13125.2192 | 371.5009 |  | STD | New |  | 22.32 | KG | [6 empty] | SHOP | SKID_GAS_RECUPERADO | 244614
PIPE, SEAMLESS, BE, SCH 80, B36.10, A106 Gr B | API 5L Gr. B |  |  |  | 3"-8" | PIPE, SEAMLESS | D | 4" |  |  | TYPE=PIPE |  | PL |  |  |  |  | mm | 114.3 | 4 | 2432.435 | 13163.8062 | 1949.9288 |  | STD | New |  | 22.32 | KG | [6 empty] | SHOP | SKID_GAS_RECUPERADO | 244615
PIPE, SEAMLESS, BE, SCH 80, B36.10, A106 Gr B | API 5L Gr. B |  |  |  | 3"-8" | PIPE, SEAMLESS | D | 4" |  |  | TYPE=PIPE |  | PL |  |  |  |  | mm | 114.3 | 4 | 2863.4498 | 13276.613 | 2102.3288 |  | STD | New |  | 22.32 | KG | [6 empty] | SHOP | SKID_GAS_RECUPERADO | 244616
PIPE, SEAMLESS, PE, SCH 160, B36.10, A106 Gr. B | ASTM A106 Gr. B |  |  |  | 1/2"-1-1/2" | PIPE, SEAMLESS | D | 1 1/2" |  |  | TYPE=PIPE |  | PL |  |  |  |  | mm | 48.26 | 1.5 | 1227.2776 | 8522.7667 | 3061.1979 |  | 10S | New |  | 7.25 | KG | [6 empty] | SHOP | SKID_GAS_RECUPERADO | 244617
PIPE, SEAMLESS, BE, SCH 40, B36.10, A106 Gr. B | API 5L Gr. B |  |  |  | 2"-24" | PIPE, SEAMLESS | B | 3" |  |  | TYPE=PIPE |  | PL |  |  |  |  | mm | 88.9 | 3 | 80.0028 | 2067.4101 | 4073.9637 |  | STD | New |  | 11.29 | KG | [6 empty] | SHOP | SKID_GAS_RECUPERADO | 244618
PIPE, SEAMLESS, PE, SCH 160, B36.10, A106 Gr. B | ASTM A106 Gr. B |  |  |  | 1/2"-1-1/2" | PIPE, SEAMLESS | D | 1/2" |  |  | TYPE=PIPE |  | PL |  |  |  |  | mm | 21.336 | 0.5 | 1892.9784 | 4849.071 | 327.7468 |  | 10S | New |  | 1.95 | KG | [6 empty] | SHOP | SKID_GAS_RECUPERADO | 244619
PIPE, SEAMLESS, PE, SCH 160, B36.10, A106 Gr. B | ASTM A106 Gr. B |  |  |  | 1/2"-1-1/2" | PIPE, SEAMLESS | D | 1/2" |  |  | TYPE=PIPE |  | PL |  |  |  |  | mm | 21.336 | 0.5 | 1991.575 | 4849.0677 | 327.7468 |  | 10S | New |  | 1.95 | KG | [6 empty] | SHOP | SKID_GAS_RECUPERADO | 244620
PIPE, SEAMLESS, PE, SCH 160, B36.10, A106 Gr. B | ASTM A106 Gr. B |  |  |  | 1/2"-1-1/2" | PIPE, SEAMLESS | D | 1/2" |  |  | TYPE=PIPE |  | PL |  |  |  |  | mm | 21.336 | 0.5 | 2130.2714 | 4849.0634 | 343.4948 |  | 10S | New |  | 1.95 | KG | [6 empty] | SHOP | SKID_GAS_RECUPERADO | 244621
PIPE, SEAMLESS, PE, SCH 160, B36.10, A106 Gr. B | ASTM A106 Gr. B |  |  |  | 1/2"-1-1/2" | PIPE, SEAMLESS | B | 1/2" |  |  | TYPE=PIPE |  | PL |  |  |  |  | mm | 21.336 | 0.5 | 1770.7731 | 5979.0045 | 311.9988 |  | 10S | New |  | 1.95 | KG | [6 empty] | SHOP | SKID_GAS_RECUPERADO | 244622
PIPE, SEAMLESS, PE, SCH 160, B36.10, A106 Gr. B | ASTM A106 Gr. B |  |  |  | 1/2"-1-1/2" | PIPE, SEAMLESS | B | 1/2" |  |  | TYPE=PIPE |  | PL |  |  |  |  | mm | 21.336 | 0.5 | 1613.6336 | 2679.5021 | 861.3068 |  | 10S | New |  | 1.95 | KG | [6 empty] | SHOP | SKID_GAS_RECUPERADO | 244623
PIPE, SEAMLESS, PE, SCH 160, B36.10, A106 Gr. B | ASTM A106 Gr. B |  |  |  | 1/2"-1-1/2" | PIPE, SEAMLESS | B | 1/2" |  |  | TYPE=PIPE |  | PL |  |  |  |  | mm | 21.336 | 0.5 | 1613.6336 | 2568.7541 | 845.5588 |  | 10S | New |  | 1.95 | KG | [6 empty] | SHOP | SKID_GAS_RECUPERADO | 244624
PIPE, SEAMLESS, PE, SCH 160, B36.10, A106 Gr. B | ASTM A106 Gr. B |  |  |  | 1/2"-1-1/2" | PIPE, SEAMLESS | B | 1/2" |  |  | TYPE=PIPE |  | PL |  |  |  |  | mm | 21.336 | 0.5 | 1613.6336 | 2568.7541 | 746.9622 |  | 10S | New |  | 1.95 | KG | [6 empty] | SHOP | SKID_GAS_RECUPERADO | 244625
PIPE, SEAMLESS, PE, SCH 160, B36.10, A106 Gr. B | ASTM A106 Gr. B |  |  |  | 1/2"-1-1/2" | PIPE, SEAMLESS | B | 1/2" |  |  | TYPE=PIPE |  | PL |  |  |  |  | mm | 21.336 | 0.5 | 397.9137 | 2553.0061 | 208.5431 |  | 10S | New |  | 1.95 | KG | [6 empty] | SHOP | SKID_GAS_RECUPERADO | 244626
PIPE, SEAMLESS, PE, SCH 160, B36.10, A106 Gr. B | ASTM A106 Gr. B |  |  |  | 1/2"-1-1/2" | PIPE, SEAMLESS | B | 1/2" |  |  | TYPE=PIPE |  | PL |  |  |  |  | mm | 21.336 | 0.5 | 1613.6336 | 3222.102 | 886.3068 |  | 10S | New |  | 1.95 | KG | [6 empty] | SHOP | SKID_GAS_RECUPERADO | 244627
PIPE, SEAMLESS, PE, SCH 160, B36.10, A106 Gr. B | ASTM A106 Gr. B |  |  |  | 1/2"-1-1/2" | PIPE, SEAMLESS | B | 1/2" |  |  | TYPE=PIPE |  | PL |  |  |  |  | mm | 21.336 | 0.5 | 394.4297 | 2746.2501 | 301.0916 |  | 10S | New |  | 1.95 | KG | [6 empty] | SHOP | SKID_GAS_RECUPERADO | 244628
PIPE, SEAMLESS, PE, SCH 160, B36.10, A106 Gr. B | ASTM A106 Gr. B |  |  |  | 1/2"-1-1/2" | PIPE, SEAMLESS | B | 1" |  |  | TYPE=PIPE |  | PL |  |  |  |  | mm | 33.401 | 1 | 307.9137 | 5705.0937 | 214.5756 |  | 10S | New |  | 4.24 | KG | [6 empty] | SHOP | SKID_GAS_RECUPERADO | 244629
PIPE, SEAMLESS, PE, SCH 160, B36.10, A106 Gr. B | ASTM A106 Gr. B |  |  |  | 1/2"-1-1/2" | PIPE, SEAMLESS | B | 1/2" |  |  | TYPE=PIPE |  | PL |  |  |  |  | mm | 21.336 | 0.5 | 1613.6336 | 3312.85 | 771.9622 |  | 10S | New |  | 1.95 | KG | [6 empty] | SHOP | SKID_GAS_RECUPERADO | 244630
PIPE, SEAMLESS, PE, SCH 160, B36.10, A106 Gr. B | ASTM A106 Gr. B |  |  |  | 1/2"-1-1/2" | PIPE, SEAMLESS | B | 1/2" |  |  | TYPE=PIPE |  | PL |  |  |  |  | mm | 21.336 | 0.5 | 1613.6336 | 3312.85 | 870.5588 |  | 10S | New |  | 1.95 | KG | [6 empty] | SHOP | SKID_GAS_RECUPERADO | 244631
PIPE, SEAMLESS, PE, SCH 160, B36.10, A106 Gr. B | ASTM A106 Gr. B |  |  |  | 1/2"-1-1/2" | PIPE, SEAMLESS | B | 1/2" |  |  | TYPE=PIPE |  | PL |  |  |  |  | mm | 21.336 | 0.5 | 599.1514 | 2746.2501 | 308.9942 |  | 10S | New |  | 1.95 | KG | [6 empty] | SHOP | SKID_GAS_RECUPERADO | 244632
PIPE, SEAMLESS, PE, SCH 160, B36.10, A106 Gr. B | ASTM A106 Gr. B |  |  |  | 1/2"-1-1/2" | PIPE, SEAMLESS | B | 1/2" |  |  | TYPE=PIPE |  | PL |  |  |  |  | mm | 21.336 | 0.5 | 1416.9843 | 2754.1527 | 308.9942 |  | 10S | New |  | 1.95 | KG | [6 empty] | SHOP | SKID_GAS_RECUPERADO | 244633
PIPE, SEAMLESS, PE, SCH 160, B36.10, A106 Gr. B | ASTM A106 Gr. B |  |  |  | 1/2"-1-1/2" | PIPE, SEAMLESS | D | 1/2" |  |  | TYPE=PIPE |  | PL |  |  |  |  | mm | 21.336 | 0.5 | 1460.579 | 7377.0317 | 214.5756 |  | 10S | New |  | 1.95 | KG | [6 empty] | SHOP | SKID_GAS_RECUPERADO | 244634
PIPE, SEAMLESS, PE, SCH 160, B36.10, A106 Gr. B | ASTM A106 Gr. B |  |  |  | 1/2"-1-1/2" | PIPE, SEAMLESS | B | 1/2" |  |  | TYPE=PIPE |  | PL |  |  |  |  | mm | 21.336 | 0.5 | 1231.6104 | 7377.0317 | 214.5756 |  | 10S | New |  | 1.95 | KG | [6 empty] | SHOP | SKID_GAS_RECUPERADO | 244635
PIPE, SEAMLESS, PE, SCH 160, B36.10, A106 Gr. B | ASTM A106 Gr. B |  |  |  | 1/2"-1-1/2" | PIPE, SEAMLESS | B | 1/2" |  |  | TYPE=PIPE |  | PL |  |  |  |  | mm | 21.336 | 0.5 | 1411.1438 | 2584.5021 | 308.9942 |  | 10S | New |  | 1.95 | KG | [6 empty] | SHOP | SKID_GAS_RECUPERADO | 244636
PIPE, SEAMLESS, PE, SCH 160, B36.10, A106 Gr. B | ASTM A106 Gr. B |  |  |  | 1/2"-1-1/2" | PIPE, SEAMLESS | D | 1/2" |  |  | TYPE=PIPE |  | PL |  |  |  |  | mm | 21.336 | 0.5 | 1361.9824 | 7377.0317 | 214.5756 |  | 10S | New |  | 1.95 | KG | [6 empty] | SHOP | SKID_GAS_RECUPERADO | 244637
PIPE, SEAMLESS, PE, SCH 160, B36.10, A106 Gr. B | ASTM A106 Gr. B |  |  |  | 1/2"-1-1/2" | PIPE, SEAMLESS | D | 1/2" |  |  | TYPE=PIPE |  | PL |  |  |  |  | mm | 21.336 | 0.5 | 2130.2714 | 7378.6474 | 609.5609 |  | 10S | New |  | 1.95 | KG | [6 empty] | SHOP | SKID_GAS_RECUPERADO | 244638
PIPE, SEAMLESS, PE, SCH 160, B36.10, A106 Gr. B | ASTM A106 Gr. B |  |  |  | 1/2"-1-1/2" | PIPE, SEAMLESS | B | 1/2" |  |  | TYPE=PIPE |  | PL |  |  |  |  | mm | 21.336 | 0.5 | 397.9137 | 2659.5021 | 208.5431 |  | 10S | New |  | 1.95 | KG | [6 empty] | SHOP | SKID_GAS_RECUPERADO | 244639
PIPE, SEAMLESS, PE, SCH 160, B36.10, A106 Gr. B | ASTM A106 Gr. B |  |  |  | 1/2"-1-1/2" | PIPE, SEAMLESS | B | 1/2" |  |  | TYPE=PIPE |  | PL |  |  |  |  | mm | 21.336 | 0.5 | 397.9137 | 2690.9981 | 208.5431 |  | 10S | New |  | 1.95 | KG | [6 empty] | SHOP | SKID_GAS_RECUPERADO | 244640
PIPE, SEAMLESS, PE, SCH 160, B36.10, A106 Gr. B | ASTM A106 Gr. B |  |  |  | 1/2"-1-1/2" | PIPE, SEAMLESS | B | 1" |  |  | TYPE=PIPE |  | PL |  |  |  |  | mm | 33.401 | 1 | 1613.6336 | 2562.0015 | 1866.3068 |  | 10S | New |  | 4.24 | KG | [6 empty] | SHOP | SKID_GAS_RECUPERADO | 244641
PIPE, SEAMLESS, PE, SCH 160, B36.10, A106 Gr. B | ASTM A106 Gr. B |  |  |  | 1/2"-1-1/2" | PIPE, SEAMLESS | B | 1" |  |  | TYPE=PIPE |  | PL |  |  |  |  | mm | 33.401 | 1 | 2213.7517 | 2417.9441 | 3101.6857 |  | 10S | New |  | 4.24 | KG | [6 empty] | SHOP | SKID_GAS_RECUPERADO | 244642
PIPE, SEAMLESS, PE, SCH 160, B36.10, A106 Gr. B | ASTM A106 Gr. B |  |  |  | 1/2"-1-1/2" | PIPE, SEAMLESS | B | 1" |  |  | TYPE=PIPE |  | PL |  |  |  |  | mm | 33.401 | 1 | 1125.9658 | 2950.7702 | 115.0564 |  | 10S | New |  | 4.24 | KG | [6 empty] | SHOP | SKID_GAS_RECUPERADO | 244643
PIPE, SEAMLESS, PE, SCH 160, B36.10, A106 Gr. B | ASTM A106 Gr. B |  |  |  | 1/2"-1-1/2" | PIPE, SEAMLESS | B | 1" |  |  | TYPE=PIPE |  | PL |  |  |  |  | mm | 33.401 | 1 | 1148.3178 | 2950.7671 | 1124.6733 |  | 10S | New |  | 4.24 | KG | [6 empty] | SHOP | SKID_GAS_RECUPERADO | 244644
PIPE, SEAMLESS, PE, SCH 160, B36.10, A106 Gr. B | ASTM A106 Gr. B |  |  |  | 1/2"-1-1/2" | PIPE, SEAMLESS | B | 1" |  |  | TYPE=PIPE |  | PL |  |  |  |  | mm | 33.401 | 1 | 583.91 | 1182.8339 | 214.5756 |  | 10S | New |  | 4.24 | KG | [6 empty] | SHOP | SKID_GAS_RECUPERADO | 244645
PIPE, SEAMLESS, PE, SCH 160, B36.10, A106 Gr. B | ASTM A106 Gr. B |  |  |  | 1/2"-1-1/2" | PIPE, SEAMLESS | B | 1/2" |  |  | TYPE=PIPE |  | PL |  |  |  |  | mm | 21.336 | 0.5 | 1426.8918 | 2568.7541 | 308.9942 |  | 10S | New |  | 1.95 | KG | [6 empty] | SHOP | SKID_GAS_RECUPERADO | 244646
PIPE, SEAMLESS, PE, SCH 160, B36.10, A106 Gr. B | ASTM A106 Gr. B |  |  |  | 1/2"-1-1/2" | PIPE, SEAMLESS | D | 1/2" |  |  | TYPE=PIPE |  | PL |  |  |  |  | mm | 21.336 | 0.5 | 1771.9244 | 249.3141 | 208.5431 |  | 10S | New |  | 1.95 | KG | [6 empty] | SHOP | SKID_GAS_RECUPERADO | 244647
PIPE, SEAMLESS, PE, SCH 160, B36.10, A106 Gr. B | ASTM A106 Gr. B |  |  |  | 1/2"-1-1/2" | PIPE, SEAMLESS | D | 1/2" |  |  | TYPE=PIPE |  | PL |  |  |  |  | mm | 21.336 | 0.5 | 1862.6724 | 478.0541 | 208.5431 |  | 10S | New |  | 1.95 | KG | [6 empty] | SHOP | SKID_GAS_RECUPERADO | 244648
PIPE, SEAMLESS, PE, SCH 160, B36.10, A106 Gr. B | ASTM A106 Gr. B |  |  |  | 1/2"-1-1/2" | PIPE, SEAMLESS | D | 1/2" |  |  | TYPE=PIPE |  | PL |  |  |  |  | mm | 21.336 | 0.5 | 1862.6724 | 1460.21 | 811.9597 |  | 10S | New |  | 1.95 | KG | [6 empty] | SHOP | SKID_GAS_RECUPERADO | 244649
PIPE, SEAMLESS, PE, SCH 160, B36.10, A106 Gr. B | ASTM A106 Gr. B |  |  |  | 1/2"-1-1/2" | PIPE, SEAMLESS | B | 1" |  |  | TYPE=PIPE |  | PL |  |  |  |  | mm | 33.401 | 1 | 330.2657 | 5727.4457 | 214.5756 |  | 10S | New |  | 4.24 | KG | [6 empty] | SHOP | SKID_GAS_RECUPERADO | 244650
PIPE, SEAMLESS, PE, SCH 160, B36.10, A106 Gr. B | ASTM A106 Gr. B |  |  |  | 1/2"-1-1/2" | PIPE, SEAMLESS | D | 1/2" |  |  | TYPE=PIPE |  | PL |  |  |  |  | mm | 21.336 | 0.5 | 231.0533 | 6500.2468 | 307.3387 |  | 10S | New |  | 1.95 | KG | [6 empty] | SHOP | SKID_GAS_RECUPERADO | 244651
PIPE, SEAMLESS, PE, SCH 160, B36.10, A106 Gr. B | ASTM A106 Gr. B |  |  |  | 1/2"-1-1/2" | PIPE, SEAMLESS | D | 1/2" |  |  | TYPE=PIPE |  | PL |  |  |  |  | mm | 21.336 | 0.5 | 231.0537 | 6393.7548 | 307.3387 |  | 10S | New |  | 1.95 | KG | [6 empty] | SHOP | SKID_GAS_RECUPERADO | 244652
PIPE, SEAMLESS, PE, SCH 160, B36.10, A106 Gr. B | ASTM A106 Gr. B |  |  |  | 1/2"-1-1/2" | PIPE, SEAMLESS | B | 1/2" |  |  | TYPE=PIPE |  | PL |  |  |  |  | mm | 21.336 | 0.5 | 360.0124 | 6409.5033 | 307.3387 |  | 10S | New |  | 1.95 | KG | [6 empty] | SHOP | SKID_GAS_RECUPERADO | 244653
PIPE, SCH 80, PE, B36.1, A-106 GR.B | ASTM A106 |  |  |  | PIPE, SEAMLESS, 80, 1/2" ND, PE, ASTM A106 | PIPE, SEAMLESS | A1A2 | 1/2" |  |  | TYPE=PIPE |  | PL |  |  |  |  | mm | 21.336 | 0.5 | 380.9468 | 5637.4457 | 218.5892 |  | 80 | New |  |  | KG | [6 empty] | SHOP | SKID_GAS_RECUPERADO | 244654
PIPE, SEAMLESS, PE, SCH 160, B36.10, A106 Gr. B | ASTM A106 Gr. B |  |  |  | 1/2"-1-1/2" | PIPE, SEAMLESS | D | 1/2" |  |  | TYPE=PIPE |  | PL |  |  |  |  | mm | 21.336 | 0.5 | 1758.3619 | 4141.8983 | 208.5431 |  | 10S | New |  | 1.95 | KG | [6 empty] | SHOP | SKID_GAS_RECUPERADO | 244655
PIPE, SEAMLESS, PE, SCH 160, B36.10, A106 Gr. B | ASTM A106 Gr. B |  |  |  | 1/2"-1-1/2" | PIPE, SEAMLESS | D | 1/2" |  |  | TYPE=PIPE |  | PL |  |  |  |  | mm | 21.336 | 0.5 | 1613.6415 | 3664.0626 | 208.5431 |  | 10S | New |  | 1.95 | KG | [6 empty] | SHOP | SKID_GAS_RECUPERADO | 244656
PIPE, SEAMLESS, PE, SCH 160, B36.10, A106 Gr. B | ASTM A106 Gr. B |  |  |  | 1/2"-1-1/2" | PIPE, SEAMLESS | D | 1/2" |  |  | TYPE=PIPE |  | PL |  |  |  |  | mm | 21.336 | 0.5 | 1613.6584 | 4157.1432 | 208.5431 |  | 10S | New |  | 1.95 | KG | [6 empty] | SHOP | SKID_GAS_RECUPERADO | 244657
PIPE, SEAMLESS, PE, SCH 160, B36.10, A106 Gr. B | ASTM A106 Gr. B |  |  |  | 1/2"-1-1/2" | PIPE, SEAMLESS | D | 1/2" |  |  | TYPE=PIPE |  | PL |  |  |  |  | mm | 21.336 | 0.5 | 1613.6488 | 3877.0506 | 208.5431 |  | 10S | New |  | 1.95 | KG | [6 empty] | SHOP | SKID_GAS_RECUPERADO | 244658
PIPE, SEAMLESS, PE, SCH 160, B36.10, A106 Gr. B | ASTM A106 Gr. B |  |  |  | 1/2"-1-1/2" | PIPE, SEAMLESS | B | 1/2" |  |  | TYPE=PIPE |  | PL |  |  |  |  | mm | 21.336 | 0.5 | 1758.3643 | 4212.5103 | 208.5431 |  | 10S | New |  | 1.95 | KG | [6 empty] | SHOP | SKID_GAS_RECUPERADO | 244659
PIPE, SEAMLESS, PE, SCH 160, B36.10, A106 Gr. B | ASTM A106 Gr. B |  |  |  | 1/2"-1-1/2" | PIPE, SEAMLESS | B | 1/2" |  |  | TYPE=PIPE |  | PL |  |  |  |  | mm | 21.336 | 0.5 | 1742.6194 | 4303.2588 | 208.5431 |  | 10S | New |  | 1.95 | KG | [6 empty] | SHOP | SKID_GAS_RECUPERADO | 244660
PIPE, SEAMLESS, PE, SCH 160, B36.10, A106 Gr. B | ASTM A106 Gr. B |  |  |  | 1/2"-1-1/2" | PIPE, SEAMLESS | D | 1/2" |  |  | TYPE=PIPE |  | PL |  |  |  |  | mm | 21.336 | 0.5 | 1613.6336 | 3435.094 | 208.5431 |  | 10S | New |  | 1.95 | KG | [6 empty] | SHOP | SKID_GAS_RECUPERADO | 244661
PIPE, SEAMLESS, PE, SCH 160, B36.10, A106 Gr. B | ASTM A106 Gr. B |  |  |  | 1/2"-1-1/2" | PIPE, SEAMLESS | D | 1/2" |  |  | TYPE=PIPE |  | PL |  |  |  |  | mm | 21.336 | 0.5 | 1629.3816 | 3419.346 | 208.5431 |  | 10S | New |  | 1.95 | KG | [6 empty] | SHOP | SKID_GAS_RECUPERADO | 244662
PIPE, SEAMLESS, PE, SCH 160, B36.10, A106 Gr. B | ASTM A106 Gr. B |  |  |  | 1/2"-1-1/2" | PIPE, SEAMLESS | D | 1/2" |  |  | TYPE=PIPE |  | PL |  |  |  |  | mm | 21.336 | 0.5 | 1613.637 | 3533.6906 | 208.5431 |  | 10S | New |  | 1.95 | KG | [6 empty] | SHOP | SKID_GAS_RECUPERADO | 244663
PIPE, SEAMLESS, PE, SCH 160, B36.10, A106 Gr. B | ASTM A106 Gr. B |  |  |  | 1/2"-1-1/2" | PIPE, SEAMLESS | D | 1/2" |  |  | TYPE=PIPE |  | PL |  |  |  |  | mm | 21.336 | 0.5 | 1613.6563 | 4050.6472 | 208.5447 |  | 10S | New |  | 1.95 | KG | [6 empty] | SHOP | SKID_GAS_RECUPERADO | 244664
PIPE, SEAMLESS, PE, SCH 160, B36.10, A106 Gr. B | ASTM A106 Gr. B |  |  |  | 1/2"-1-1/2" | PIPE, SEAMLESS | D | 1/2" |  |  | TYPE=PIPE |  | PL |  |  |  |  | mm | 21.336 | 0.5 | 1597.9083 | 4066.3952 | 208.5441 |  | 10S | New |  | 1.95 | KG | [6 empty] | SHOP | SKID_GAS_RECUPERADO | 244665
PIPE, SEAMLESS, PE, SCH 160, B36.10, A106 Gr. B | ASTM A106 Gr. B |  |  |  | 1/2"-1-1/2" | PIPE, SEAMLESS | D | 1/2" |  |  | TYPE=PIPE |  | PL |  |  |  |  | mm | 21.336 | 0.5 | 1613.6336 | 3403.598 | 208.5431 |  | 10S | New |  | 1.95 | KG | [6 empty] | SHOP | SKID_GAS_RECUPERADO | 244666
PIPE, SEAMLESS, PE, SCH 160, B36.10, A106 Gr. B | ASTM A106 Gr. B |  |  |  | 1/2"-1-1/2" | PIPE, SEAMLESS | B | 1/2" |  |  | TYPE=PIPE |  | PL |  |  |  |  | mm | 21.336 | 0.5 | 1597.9154 | 4303.2638 | 208.5431 |  | 10S | New |  | 1.95 | KG | [6 empty] | SHOP | SKID_GAS_RECUPERADO | 244667
PIPE, SEAMLESS, PE, SCH 160, B36.10, A106 Gr. B | ASTM A106 Gr. B |  |  |  | 1/2"-1-1/2" | PIPE, SEAMLESS | B | 1/2" |  |  | TYPE=PIPE |  | PL |  |  |  |  | mm | 21.336 | 0.5 | 487.9737 | 4287.5538 | 208.5431 |  | 10S | New |  | 1.95 | KG | [6 empty] | SHOP | SKID_GAS_RECUPERADO | 244668
PIPE, SEAMLESS, PE, SCH 160, B36.10, A106 Gr. B | ASTM A106 Gr. B |  |  |  | 1/2"-1-1/2" | PIPE, SEAMLESS | D | 1/2" |  |  | TYPE=PIPE |  | PL |  |  |  |  | mm | 21.336 | 0.5 | 1613.6603 | 4212.5152 | 208.5431 |  | 10S | New |  | 1.95 | KG | [6 empty] | SHOP | SKID_GAS_RECUPERADO | 244669
PIPE, SEAMLESS, PE, SCH 160, B36.10, A106 Gr. B | ASTM A106 Gr. B |  |  |  | 1/2"-1-1/2" | PIPE, SEAMLESS | D | 1/2" |  |  | TYPE=PIPE |  | PL |  |  |  |  | mm | 21.336 | 0.5 | 1862.6724 | 265.0621 | 208.5431 |  | 10S | New |  | 1.95 | KG | [6 empty] | SHOP | SKID_GAS_RECUPERADO | 244670
PIPE, SEAMLESS, PE, SCH 160, B36.10, A106 Gr. B | ASTM A106 Gr. B |  |  |  | 1/2"-1-1/2" | PIPE, SEAMLESS | D | 1/2" |  |  | TYPE=PIPE |  | PL |  |  |  |  | mm | 21.336 | 0.5 | 1862.6724 | 371.5581 | 208.5431 |  | 10S | New |  | 1.95 | KG | [6 empty] | SHOP | SKID_GAS_RECUPERADO | 244671
PIPE, SEAMLESS, PE, SCH 160, B36.10, A106 Gr. B | ASTM A106 Gr. B |  |  |  | 1/2"-1-1/2" | PIPE, SEAMLESS | B | 1/2" |  |  | TYPE=PIPE |  | PL |  |  |  |  | mm | 21.336 | 0.5 | 963.0072 | 249.3419 | 208.5431 |  | 10S | New |  | 1.95 | KG | [6 empty] | SHOP | SKID_GAS_RECUPERADO | 244672
PIPE, SEAMLESS, PE, SCH 160, B36.10, A106 Gr. B | ASTM A106 Gr. B |  |  |  | 1/2"-1-1/2" | PIPE, SEAMLESS | B | 1/2" |  |  | TYPE=PIPE |  | PL |  |  |  |  | mm | 21.336 | 0.5 | 227.7128 | 249.3395 | 198.7704 |  | 10S | New |  | 1.95 | KG | [6 empty] | SHOP | SKID_GAS_RECUPERADO | 244673
PIPE, SEAMLESS, PE, SCH 160, B36.10, A106 Gr. B | ASTM A106 Gr. B |  |  |  | 1/2"-1-1/2" | PIPE, SEAMLESS | B | 1/2" |  |  | TYPE=PIPE |  | PL |  |  |  |  | mm | 21.336 | 0.5 | 978.7596 | 340.0677 | 208.5431 |  | 10S | New |  | 1.95 | KG | [6 empty] | SHOP | SKID_GAS_RECUPERADO | 244674
PIPE, SEAMLESS, PE, SCH 160, B36.10, A106 Gr. B | ASTM A106 Gr. B |  |  |  | 1/2"-1-1/2" | PIPE, SEAMLESS | B | 1/2" |  |  | TYPE=PIPE |  | PL |  |  |  |  | mm | 21.336 | 0.5 | 796.3477 | 249.3451 | 128.0597 |  | 10S | New |  | 1.95 | KG | [6 empty] | SHOP | SKID_GAS_RECUPERADO | 244675
PIPE, SEAMLESS, PE, SCH 160, B36.10, A106 Gr. B | ASTM A106 Gr. B |  |  |  | 1/2"-1-1/2" | PIPE, SEAMLESS | B | 1/2" |  |  | TYPE=PIPE |  | PL |  |  |  |  | mm | 21.336 | 0.5 | 796.3477 | 462.3043 | 128.0597 |  | 10S | New |  | 1.95 | KG | [6 empty] | SHOP | SKID_GAS_RECUPERADO | 244676
PIPE, SEAMLESS, PE, SCH 160, B36.10, A106 Gr. B | ASTM A106 Gr. B |  |  |  | 1/2"-1-1/2" | PIPE, SEAMLESS | B | 1/2" |  |  | TYPE=PIPE |  | PL |  |  |  |  | mm | 21.336 | 0.5 | 317.5021 | 249.3395 | 120.1571 |  | 10S | New |  | 1.95 | KG | [6 empty] | SHOP | SKID_GAS_RECUPERADO | 244677
PIPE, SEAMLESS, PE, SCH 160, B36.10, A106 Gr. B | ASTM A106 Gr. B |  |  |  | 1/2"-1-1/2" | PIPE, SEAMLESS | B | 1/2" |  |  | TYPE=PIPE |  | PL |  |  |  |  | mm | 21.336 | 0.5 | 888.0072 | 462.3036 | 208.5431 |  | 10S | New |  | 1.95 | KG | [6 empty] | SHOP | SKID_GAS_RECUPERADO | 244678
PIPE, SEAMLESS, PE, SCH 160, B36.10, A106 Gr. B | ASTM A106 Gr. B |  |  |  | 1/2"-1-1/2" | PIPE, SEAMLESS | D | 1/2" |  |  | TYPE=PIPE |  | PL |  |  |  |  | mm | 21.336 | 0.5 | 1862.6724 | 1460.21 | 713.3631 |  | 10S | New |  | 1.95 | KG | [6 empty] | SHOP | SKID_GAS_RECUPERADO | 244679
PIPE, SEAMLESS, PE, SCH 160, B36.10, A106 Gr. B | ASTM A106 Gr. B |  |  |  | 1/2"-1-1/2" | PIPE, SEAMLESS | B | 1/2" |  |  | TYPE=PIPE |  | PL |  |  |  |  | mm | 21.336 | 0.5 | 413.5083 | 462.2992 | 120.1571 |  | 10S | New |  | 1.95 | KG | [6 empty] | SHOP | SKID_GAS_RECUPERADO | 244680
PIPE, SEAMLESS, PE, SCH 160, B36.10, A106 Gr. B | ASTM A106 Gr. B |  |  |  | 1/2"-1-1/2" | PIPE, SEAMLESS | B | 1/2" |  |  | TYPE=PIPE |  | PL |  |  |  |  | mm | 21.336 | 0.5 | 323.719 | 462.2992 | 198.7704 |  | 10S | New |  | 1.95 | KG | [6 empty] | SHOP | SKID_GAS_RECUPERADO | 244681
PIPE, SEAMLESS, PE, SCH 160, B36.10, A106 Gr. B | ASTM A106 Gr. B |  |  |  | 1/2"-1-1/2" | PIPE, SEAMLESS | B | 1" |  |  | TYPE=PIPE |  | PL |  |  |  |  | mm | 33.401 | 1 | 307.9137 | 2723.8981 | 214.5756 |  | 10S | New |  | 4.24 | KG | [6 empty] | SHOP | SKID_GAS_RECUPERADO | 244682
PIPE, SEAMLESS, PE, SCH 160, B36.10, A106 Gr. B | ASTM A106 Gr. B |  |  |  | 1/2"-1-1/2" | PIPE, SEAMLESS | B | 1" |  |  | TYPE=PIPE |  | PL |  |  |  |  | mm | 33.401 | 1 | 211.9076 | 226.9875 | 214.5756 |  | 10S | New |  | 4.24 | KG | [6 empty] | SHOP | SKID_GAS_RECUPERADO | 244683
PIPE, SEAMLESS, PE, SCH 160, B36.10, A106 Gr. B | ASTM A106 Gr. B |  |  |  | 1/2"-1-1/2" | PIPE, SEAMLESS | D | 1/2" |  |  | TYPE=PIPE |  | PL |  |  |  |  | mm | 21.336 | 0.5 | 1862.6724 | 617.5701 | 208.5431 |  | 10S | New |  | 1.95 | KG | [6 empty] | SHOP | SKID_GAS_RECUPERADO | 244684
PIPE, SEAMLESS, PE, SCH 160, B36.10, A106 Gr. B | ASTM A106 Gr. B |  |  |  | 1/2"-1-1/2" | PIPE, SEAMLESS | B | 1" |  |  | TYPE=PIPE |  | PL |  |  |  |  | mm | 33.401 | 1 | 307.9137 | 439.9472 | 214.5756 |  | 10S | New |  | 4.24 | KG | [6 empty] | SHOP | SKID_GAS_RECUPERADO | 244685
PIPE, SEAMLESS, PE, SCH 160, B36.10, A106 Gr. B | ASTM A106 Gr. B |  |  |  | 1/2"-1-1/2" | PIPE, SEAMLESS | B | 1" |  |  | TYPE=PIPE |  | PL |  |  |  |  | mm | 33.401 | 1 | 212.0068 | 2928.45 | 214.5756 |  | 10S | New |  | 4.24 | KG | [6 empty] | SHOP | SKID_GAS_RECUPERADO | 244686
PIPE, SEAMLESS, PE, SCH 160, B36.10, A106 Gr. B | ASTM A106 Gr. B |  |  |  | 1/2"-1-1/2" | PIPE, SEAMLESS | B | 1" |  |  | TYPE=PIPE |  | PL |  |  |  |  | mm | 33.401 | 1 | 1597.8284 | 2402.1389 | 214.5756 |  | 10S | New |  | 4.24 | KG | [6 empty] | SHOP | SKID_GAS_RECUPERADO | 244687
PLUG, HEX HEAD, NPT, 3000#, B16.11, A105 | ASME B16.11 |  |  |  | PLUG HEX MPT | Plug, Hex Head | D | 1/2" |  |  | TYPE=MISC-COMPONENT,SKEY=PL |  | THDM | 0 |  |  |  | mm | 22.352 | 0.5 | 438.4088 | 9510.1827 | 214.5756 |  |  | New |  | 0.07 | KG | [6 empty] | SHOP | SKID_GAS_RECUPERADO | 244688
PLUG, HEX HEAD, NPT, 3000#, B16.11, A105 | ASME B16.11 |  |  |  | PLUG HEX MPT | Plug, Hex Head | D | 1/2" |  |  | TYPE=MISC-COMPONENT,SKEY=PL |  | THDM | 0 |  |  |  | mm | 22.352 | 0.5 | 865.8944 | 10115.3515 | 214.5756 |  |  | New |  | 0.07 | KG | [6 empty] | SHOP | SKID_GAS_RECUPERADO | 244689
PLUG, HEX HEAD, NPT, 3000#, B16.11, A105 | ASME B16.11 |  |  |  | PLUG HEX MPT | Plug, Hex Head | D | 1/2" |  |  | TYPE=MISC-COMPONENT,SKEY=PL |  | THDM | 0 |  |  |  | mm | 22.352 | 0.5 | 1031.0776 | 8522.7667 | 2867.3259 |  |  | New |  | 0.07 | KG | [6 empty] | SHOP | SKID_GAS_RECUPERADO | 244690
PLUG, HEX HEAD, NPT, 3000#, B16.11, A105 | ASME B16.11 |  |  |  | PLUG HEX MPT | Plug, Hex Head | D | 1/2" |  |  | TYPE=MISC-COMPONENT,SKEY=PL |  | THDM | 0 |  |  |  | mm | 22.352 | 0.5 | 3010.8839 | 10518.6417 | 1898.9318 |  |  | New |  | 0.07 | KG | [6 empty] | SHOP | SKID_GAS_RECUPERADO | 244691
PLUG, HEX HEAD, NPT, 3000#, B16.11, A105 | ASME B16.11 |  |  |  | PLUG HEX MPT | Plug, Hex Head | D | 1/2" |  |  | TYPE=MISC-COMPONENT,SKEY=PL |  | THDM | 0 |  |  |  | mm | 22.352 | 0.5 | 84.9283 | 6646.3618 | 307.3387 |  |  | New |  | 0.07 | KG | [6 empty] | SHOP | SKID_GAS_RECUPERADO | 244692
PLUG, HEX HEAD, NPT, 3000#, B16.11, A105 | ASME B16.11 |  |  |  | PLUG HEX MPT | Plug, Hex Head | D | 1/2" |  |  | TYPE=MISC-COMPONENT,SKEY=PL |  | THDM | 0 |  |  |  | mm | 22.352 | 0.5 | 1731.141 | 5742.1378 | 327.7468 |  |  | New |  | 0.07 | KG | [6 empty] | SHOP | SKID_GAS_RECUPERADO | 244693
PLUG, HEX HEAD, NPT, 3000#, B16.11, A105 | ASME B16.11 |  |  |  | PLUG HEX MPT | Plug, Hex Head | D | 1/2" |  |  | TYPE=MISC-COMPONENT,SKEY=PL |  | THDM | 0 |  |  |  | mm | 22.352 | 0.5 | 1215.6181 | 103.2132 | 208.5431 |  |  | New |  | 0.07 | KG | [6 empty] | SHOP | SKID_GAS_RECUPERADO | 244694
PLUG, HEX HEAD, NPT, 3000#, B16.11, A105 | ASME B16.11 |  |  |  | PLUG HEX MPT | Plug, Hex Head | B | 1/2" |  |  | TYPE=MISC-COMPONENT,SKEY=PL |  | THDM | 0 |  |  |  | mm | 22.352 | 0.5 | 876.2981 | 2067.4101 | 3997.5667 |  |  | New |  | 0.07 | KG | [6 empty] | SHOP | SKID_GAS_RECUPERADO | 244695
PLUG, HEX HEAD, NPT, 3000#, B16.11, A105 | ASME B16.11 |  |  |  | PLUG HEX MPT | Plug, Hex Head | B | 1/2" |  |  | TYPE=MISC-COMPONENT,SKEY=PL |  | THDM | 0 |  |  |  | mm | 22.352 | 0.5 | 1261.8645 | 2243.8196 | 3856.3617 |  |  | New |  | 0.07 | KG | [6 empty] | SHOP | SKID_GAS_RECUPERADO | 244696
PLUG, HEX HEAD, NPT, 3000#, B16.11, A105 | ASME B16.11 |  |  |  | PLUG HEX MPT | Plug, Hex Head | D | 1/2" |  |  | TYPE=MISC-COMPONENT,SKEY=PL |  | THDM | 0 |  |  |  | mm | 22.352 | 0.5 | 2547.2134 | 2101.3581 | 3101.6857 |  |  | New |  | 0.07 | KG | [6 empty] | SHOP | SKID_GAS_RECUPERADO | 244697
PLUG, HEX HEAD, NPT, 3000#, B16.11, A105 | ASME B16.11 |  |  |  | PLUG HEX MPT | Plug, Hex Head | B | 1/2" |  |  | TYPE=MISC-COMPONENT,SKEY=PL |  | THDM | 0 |  |  |  | mm | 22.352 | 0.5 | 926.5947 | 10254.2267 | 4225.2052 |  |  | New |  | 0.07 | KG | [6 empty] | SHOP | SKID_GAS_RECUPERADO | 244698
PLUG, HEX HEAD, NPT, 3000#, B16.11, A105 | ASME B16.11 |  |  |  | PLUG HEX MPT | Plug, Hex Head | B | 1/2" |  |  | TYPE=MISC-COMPONENT,SKEY=PL |  | THDM | 0 |  |  |  | mm | 22.352 | 0.5 | 926.5947 | 9674.8267 | 4225.2052 |  |  | New |  | 0.07 | KG | [6 empty] | SHOP | SKID_GAS_RECUPERADO | 244699
PLUG, HEX HEAD, NPT, 3000#, B16.11, A105 | ASME B16.11 |  |  |  | PLUG HEX MPT | Plug, Hex Head | D | 1/2" |  |  | TYPE=MISC-COMPONENT,SKEY=PL |  | THDM | 0 |  |  |  | mm | 22.352 | 0.5 | 1521.4646 | 10254.2267 | 4085.5749 |  |  | New |  | 0.07 | KG | [6 empty] | SHOP | SKID_GAS_RECUPERADO | 244701
PLUG, HEX HEAD, NPT, 3000#, B16.11, A105 | ASME B16.11 |  |  |  | PLUG HEX MPT | Plug, Hex Head | D | 1/2" |  |  | TYPE=MISC-COMPONENT,SKEY=PL |  | THDM | 0 |  |  |  | mm | 22.352 | 0.5 | 1521.4646 | 9674.8267 | 4085.5749 |  |  | New |  | 0.07 | KG | [6 empty] | SHOP | SKID_GAS_RECUPERADO | 244702
PLUG, HEX HEAD, NPT, 3000#, B16.11, A105 | ASME B16.11 |  |  |  | PLUG HEX MPT | Plug, Hex Head | B | 1/2" |  |  | TYPE=MISC-COMPONENT,SKEY=PL |  | THDM | 0 |  |  |  | mm | 22.352 | 0.5 | 1227.2776 | 8146.5417 | 3570.3967 |  |  | New |  | 0.07 | KG | [6 empty] | SHOP | SKID_GAS_RECUPERADO | 244703
RED CONC, BW, SCH 80, B16.9, A234 WPB | ASME B16.9 |  |  |  | REDUCER CONC | REDUCER (CONC) | D | 4"x3" |  |  | TYPE=REDUCER-CONCENTRIC,SKEY=RCBW |  | BV | 0 |  |  |  | mm | 114.3 | 4 | 582.0861 | 5232.157 | 1297.783 |  |  | New |  | 2.27 | KG | [6 empty] | SHOP | SKID_GAS_RECUPERADO | 244704
RED CONC, BW, SCH 80, B16.9, A234 WPB | ASME B16.9 |  |  |  | REDUCER CONC | REDUCER (CONC) | D | 4"x3" |  |  | TYPE=REDUCER-CONCENTRIC,SKEY=RCBW |  | BV | 0 |  |  |  | mm | 114.3 | 4 | 737.4785 | 13435.5576 | 811.2627 |  |  | New |  | 2.27 | KG | [6 empty] | SHOP | SKID_GAS_RECUPERADO | 244705
RED CONC, BW, SCH 80, B16.9, A234 WPB | ASME B16.9 |  |  |  | REDUCER CONC | REDUCER (CONC) | D | 8"x4" |  |  | TYPE=REDUCER-CONCENTRIC,SKEY=RCBW |  | BV | 0 |  |  |  | mm | 219.075 | 8 | 1359.3426 | 11116.5246 | 4672.9591 |  |  | New |  | 9.86 | KG | [6 empty] | SHOP | SKID_GAS_RECUPERADO | 244706
RED CONC, BW, SCH 80, B16.9, A234 WPB | ASME B16.9 |  |  |  | REDUCER CONC | REDUCER (CONC) | D | 4"x3" |  |  | TYPE=REDUCER-CONCENTRIC,SKEY=RCBW |  | BV | 0 |  |  |  | mm | 114.3 | 4 | 1385.5775 | 12889.8187 | 523.9009 |  |  | New |  | 2.27 | KG | [6 empty] | SHOP | SKID_GAS_RECUPERADO | 244707
RED CONC, BW, SCH 80, B16.9, A234 WPB | ASME B16.9 |  |  |  | REDUCER CONC | REDUCER (CONC) | D | 6"x4" |  |  | TYPE=REDUCER-CONCENTRIC,SKEY=RCBW |  | BV | 0 |  |  |  | mm | 168.275 | 6 | 3010.8839 | 13315.2 | 1809.929 |  |  | New |  | 5.95 | KG | [6 empty] | SHOP | SKID_GAS_RECUPERADO | 244708
RED CONC, BW, SCH 80, B16.9, A234 WPB | ASME B16.9 |  |  |  | REDUCER CONC | REDUCER (CONC) | D | 6"x4" |  |  | TYPE=REDUCER-CONCENTRIC,SKEY=RCBW |  | BV | 0 |  |  |  | mm | 168.275 | 6 | 3010.8839 | 12626.525 | 1809.929 |  |  | New |  | 5.95 | KG | [6 empty] | SHOP | SKID_GAS_RECUPERADO | 244709
RED CONC, BW, SCH 80, B16.9, A234 WPB | ASME B16.9 |  |  |  | REDUCER CONC | REDUCER (CONC) | D | 4"x2" |  |  | TYPE=REDUCER-CONCENTRIC,SKEY=RCBW |  | BV | 0 |  |  |  | mm | 114.3 | 4 | 1359.3426 | 12039.5749 | 881.9962 |  |  | Existing |  | 2.27 | KG | [6 empty] | SHOP | SKID_GAS_RECUPERADO | 244710
RED CONC, BW, SCH 80, B16.9, A234 WPB | ASME B16.9 |  |  |  | REDUCER CONC | REDUCER (CONC) | D | 4"x2" |  |  | TYPE=REDUCER-CONCENTRIC,SKEY=RCBW |  | BV | 0 |  |  |  | mm | 114.3 | 4 | 1359.3426 | 12039.5749 | 1411.9962 |  |  | Existing |  | 2.27 | KG | [6 empty] | SHOP | SKID_GAS_RECUPERADO | 244711
RED CONC, BW, SCH 40, B16.9, A234 WPB | ASME B16.9 |  |  |  | REDUCER CONC | REDUCER (CONC) | B | 3"x2" |  |  | TYPE=REDUCER-CONCENTRIC,SKEY=RCBW |  | BV | 0 |  |  |  | mm | 88.9 | 3 | 1083.7933 | 9674.8267 | 4415.9022 |  |  | New |  | 1 | KG | [6 empty] | SHOP | SKID_GAS_RECUPERADO | 244712
RED CONC, BW, SCH 40, B16.9, A234 WPB | ASME B16.9 |  |  |  | REDUCER CONC | REDUCER (CONC) | B | 3"x2" |  |  | TYPE=REDUCER-CONCENTRIC,SKEY=RCBW |  | BV | 0 |  |  |  | mm | 88.9 | 3 | 1083.7933 | 10254.2267 | 4415.9022 |  |  | New |  | 1 | KG | [6 empty] | SHOP | SKID_GAS_RECUPERADO | 244713
RED CONC, BW, SCH 80, B16.9, A234 WPB | ASME B16.9 |  |  |  | REDUCER CONC | REDUCER (CONC) | D | 3"x2" |  |  | TYPE=REDUCER-CONCENTRIC,SKEY=RCBW |  | BV | 0 |  |  |  | mm | 88.9 | 3 | 1227.2776 | 8247.2174 | 3761.0937 |  |  | New |  | 1.36 | KG | [6 empty] | SHOP | SKID_GAS_RECUPERADO | 244714
COUPLING, RED, SW, #3000, B16.11, A105 | ASME B16.11 |  |  |  | COUPLING REDU | COUPLING, REDUCING | B | 1"x1/2" |  |  | TYPE=REDUCER-CONCENTRIC,SKEY=RCSW |  | SW | 0.5 |  |  |  | mm | 33.401 | 1 | 1209.2584 | 7499.3837 | 214.5756 | 3000 |  | New |  | 0.21 | KG | [6 empty] | SHOP | SKID_GAS_RECUPERADO | 244715
RED CONC, BW, SCH 160, B16.9, A234 WPB | ASME B16.9 |  |  |  | REDUCER (CONC), 2"X1 1/2" ND, BW, ASME B16.9 | REDUCER (CONC) | B | 2"x1 1/2" |  |  | TYPE=REDUCER-CONCENTRIC,SKEY=RCBW |  | BV | 0 |  |  |  | mm | 60.325 | 2 | 3311.5743 | 1441.717 | 3109.8899 |  |  | New |  | 0.84 | KG | [6 empty] | SHOP | SKID_GAS_RECUPERADO | 244716
RED CONC, BW, SCH 160, B16.9, A234 WPB | ASME B16.9 |  |  |  | REDUCER (CONC), 2"X1 1/2" ND, BW, ASME B16.9 | REDUCER (CONC) | B | 2"x1 1/2" |  |  | TYPE=REDUCER-CONCENTRIC,SKEY=RCBW |  | BV | 0 |  |  |  | mm | 60.325 | 2 | 3320.0028 | 662.4163 | 3109.8899 |  |  | New |  | 0.84 | KG | [6 empty] | SHOP | SKID_GAS_RECUPERADO | 244717
COUPLING, RED, SW, #3000, B16.11, A105 | ASME B16.11 |  |  |  | COUPLING REDU | COUPLING, REDUCING | B | 1 1/2"x1" |  |  | TYPE=REDUCER-CONCENTRIC,SKEY=RCSW |  | SW | 0.5 |  |  |  | mm | 48.26 | 1.5 | 1613.6336 | 2950.802 | 2995.529 | 3000 |  | New |  | 0.6 | KG | [6 empty] | SHOP | SKID_GAS_RECUPERADO | 244718
RED CONC, BW, SCH 80, B16.9, A234 WPB | ASME B16.9 |  |  |  | REDUCER CONC | REDUCER (CONC) | D | 6"x4" |  |  | TYPE=REDUCER-CONCENTRIC,SKEY=RCBW |  | BV | 0 |  |  |  | mm | 168.275 | 6 | 3010.8839 | 645.35 | 605.7324 |  |  | New |  | 5.95 | KG | [6 empty] | SHOP | SKID_GAS_RECUPERADO | 244719
RED CONC, BW, SCH 80, B16.9, A234 WPB | ASME B16.9 |  |  |  | REDUCER CONC | REDUCER (CONC) | D | 6"x4" |  |  | TYPE=REDUCER-CONCENTRIC,SKEY=RCBW |  | BV | 0 |  |  |  | mm | 168.275 | 6 | 3010.8839 | 1334.025 | 605.7324 |  |  | New |  | 5.95 | KG | [6 empty] | SHOP | SKID_GAS_RECUPERADO | 244720
COUPLING, RED, SW, #3000, B16.11, A105 | ASME B16.11 |  |  |  | COUPLING REDU | COUPLING, REDUCING | B | 1"x3/4" |  |  | TYPE=REDUCER-CONCENTRIC,SKEY=RCSW |  | SW | 0.5 |  |  |  | mm | 33.401 | 1 | 1613.6336 | 3782.7325 | 3252.7891 | 3000 |  | New |  | 0.21 | KG | [6 empty] | SHOP | SKID_GAS_RECUPERADO | 244721
Y-TYPE STRAINER, SW, 3000#, B16.10, A216 Gr WCB | ASME B16.10 |  |  |  | Y-Type Strainer SW | Y-Type Strainer | D | 1/2" |  |  | TYPE=FILTER,SKEY=FISW |  | SW |  |  |  |  | mm | 21.336 | 0.5 | 584.5012 | 8359.5148 | 214.5756 | 600 |  | New |  | 0.55 | KG | [6 empty] | SHOP | SKID_GAS_RECUPERADO | 244722
Y-TYPE STRAINER, SW, 3000#, B16.10, A216 Gr WCB | ASME B16.10 |  |  |  | Y-Type Strainer SW | Y-Type Strainer | D | 1/2" |  |  | TYPE=FILTER,SKEY=FISW |  | SW |  |  |  |  | mm | 21.336 | 0.5 | 231.7388 | 7797.0297 | 307.3387 | 600 |  | New |  | 0.55 | KG | [6 empty] | SHOP | SKID_GAS_RECUPERADO | 244723
TEE, BE, SCH 80, B16.9, A234 WPB | ASME B16.9 |  |  |  | TEE BW | Tee | D | 4" |  |  | TYPE=TEE,SKEY=TEBW |  | BV | 0 |  |  |  | mm | 114.3 | 4 | 584.7026 | 13435.5576 | 3329.4479 |  |  | New |  | 8.44 | KG | [6 empty] | SHOP | SKID_GAS_RECUPERADO | 244724
TEE, SW, 3000 #, B16.11, A105 | ASME B16.11 |  |  |  | TEE RED SW | Tee | D | 1/2" |  |  | TYPE=TEE,SKEY=TESW |  | SW | 0.38 |  |  |  | mm | 21.336 | 0.5 | 1102.7674 | 10261.4634 | 214.5756 | 3000 |  | New |  |  | KG | [6 empty] | SHOP | SKID_GAS_RECUPERADO | 244725
TEE, SW, 3000 #, B16.11, A105 | ASME B16.11 |  |  |  | TEE RED SW | Tee | D | 1/2" |  |  | TYPE=TEE,SKEY=TESW |  | SW | 0.38 |  |  |  | mm | 21.336 | 0.5 | 865.8994 | 10261.4715 | 214.5756 | 3000 |  | New |  |  | KG | [6 empty] | SHOP | SKID_GAS_RECUPERADO | 244726
TEE RED, SW, 3000#, B16.11, A105 | ASME B16.11 |  |  |  | TEE RED SW | Tee (red) | B | 1"x1/2"x1" |  |  | TYPE=TEE,SKEY=TESW |  | SW | 0.5 |  |  |  | mm | 33.401 | 1 | 212.2462 | 10261.4939 | 214.5756 | 3000 |  | New |  | 0.53 | KG | [6 empty] | SHOP | SKID_GAS_RECUPERADO | 244727
TEE RED, SW, 3000#, B16.11, A105 | ASME B16.11 |  |  |  | TEE RED SW | Tee (red) | B | 1"x1/2" |  |  | TYPE=TEE,SKEY=TESW |  | SW | 0.5 |  |  |  | mm | 33.401 | 1 | 212.2511 | 10406.1979 | 214.5756 | 3000 |  | New |  | 0.53 | KG | [6 empty] | SHOP | SKID_GAS_RECUPERADO | 244728
TEE, SW, 3000 #, B16.11, A105 | ASME B16.11 |  |  |  | TEE RED SW | Tee | D | 1/2" |  |  | TYPE=TEE,SKEY=TESW |  | SW | 0.38 |  |  |  | mm | 21.336 | 0.5 | 584.5288 | 9510.1777 | 214.5756 | 3000 |  | New |  |  | KG | [6 empty] | SHOP | SKID_GAS_RECUPERADO | 244729
TEE, SW, 3000 #, B16.11, A105 | ASME B16.11 |  |  |  | TEE RED SW | Tee | D | 1/2" |  |  | TYPE=TEE,SKEY=TESW |  | SW | 0.38 |  |  |  | mm | 21.336 | 0.5 | 584.5067 | 8863.1285 | 214.5756 | 3000 |  | New |  |  | KG | [6 empty] | SHOP | SKID_GAS_RECUPERADO | 244730
TEE, SW, 3000#, B16.11, A105 | ASME B16.11 |  |  |  | TEE RED SW | Tee | B | 1/2" |  |  | TYPE=TEE,SKEY=TESW |  | SW | 0.38 |  |  |  | mm | 21.336 | 0.5 | 584.537 | 9747.0457 | 214.5756 | 3000 |  | New |  |  | KG | [6 empty] | SHOP | SKID_GAS_RECUPERADO | 244731
TEE, SW, 3000 #, B16.11, A105 | ASME B16.11 |  |  |  | TEE RED SW | Tee | D | 1/2" |  |  | TYPE=TEE,SKEY=TESW |  | SW | 0.38 |  |  |  | mm | 21.336 | 0.5 | 231.0483 | 6646.3668 | 307.3387 | 3000 |  | New |  |  | KG | [6 empty] | SHOP | SKID_GAS_RECUPERADO | 244732
TEE, SW, 3000 #, B16.11, A105 | ASME B16.11 |  |  |  | TEE RED SW | Tee | D | 1/2" |  |  | TYPE=TEE,SKEY=TESW |  | SW | 0.38 |  |  |  | mm | 21.336 | 0.5 | 231.0261 | 7293.4161 | 307.3387 | 3000 |  | New |  |  | KG | [6 empty] | SHOP | SKID_GAS_RECUPERADO | 244733
TEE RED, SW, 3000#, B16.11, A105 | ASME B16.11 |  |  |  | TEE RED SW | Tee (red) | D | 1 1/2"x1/2" |  |  | TYPE=TEE,SKEY=TESW |  | SW | 0.5 |  |  |  | mm | 48.26 | 1.5 | 1031.0776 | 8522.7667 | 3029.4479 | 3000 |  | New |  | 1.35 | KG | [6 empty] | SHOP | SKID_GAS_RECUPERADO | 244734
TEE RED, BW, SCH 40, B16.9, A234 WPB | ASME B16.9 |  |  | TEE RED BW | TEE (RED), 6"X3" ND, BW, ASME B16.9 | Tee (red) | B | 6"x3" |  |  | TYPE=TEE,SKEY=TEBW |  | BV | 0 |  |  |  | mm | 168.275 | 6 | 80.0028 | 2067.4101 | 3175.1411 |  |  | New |  | 16 | KG | [6 empty] | SHOP | SKID_GAS_RECUPERADO | 244735
TEE RED, BW, SCH 40, B16.9, A234 WPB | ASME B16.9 |  |  | TEE RED BW | TEE (RED), 6"X3" ND, BW, ASME B16.9 | Tee (red) | B | 6"x3" |  |  | TYPE=TEE,SKEY=TEBW |  | BV | 0 |  |  |  | mm | 168.275 | 6 | 80.0028 | 9674.8267 | 3175.141 |  |  | New |  | 16 | KG | [6 empty] | SHOP | SKID_GAS_RECUPERADO | 244736
TEE RED, BW, SCH 40, B16.9, A234 WPB | ASME B16.9 |  |  | TEE RED BW | TEE (RED), 6"X3" ND, BW, ASME B16.9 | Tee (red) | B | 6"x3" |  |  | TYPE=TEE,SKEY=TEBW |  | BV | 0 |  |  |  | mm | 168.275 | 6 | 80.0028 | 10254.2267 | 3175.141 |  |  | New |  | 16 | KG | [6 empty] | SHOP | SKID_GAS_RECUPERADO | 244737
TEE RED, BW, SCH 40, B16.9, A234 WPB | ASME B16.9 |  |  | TEE RED BW | TEE (RED), 6"X3" ND, BW, ASME B16.9 | Tee (red) | B | 6"x3"x6" |  |  | TYPE=TEE,SKEY=TEBW |  | BV | 0 |  |  |  | mm | 168.275 | 6 | 80.0028 | 7613.1161 | 3175.1411 |  |  | New |  | 16 | KG | [6 empty] | SHOP | SKID_GAS_RECUPERADO | 244738
TEE, SW, 3000 #, B16.11, A105 | ASME B16.11 |  |  |  | TEE RED SW | Tee | D | 1/2" |  |  | TYPE=TEE,SKEY=TESW |  | SW | 0.38 |  |  |  | mm | 21.336 | 0.5 | 1877.261 | 5742.1328 | 327.7468 | 3000 |  | New |  |  | KG | [6 empty] | SHOP | SKID_GAS_RECUPERADO | 244739
TEE, SW, 3000 #, B16.11, A105 | ASME B16.11 |  |  |  | TEE RED SW | Tee | D | 1/2" |  |  | TYPE=TEE,SKEY=TESW |  | SW | 0.38 |  |  |  | mm | 21.336 | 0.5 | 1877.2388 | 5095.0836 | 327.7468 | 3000 |  | New |  |  | KG | [6 empty] | SHOP | SKID_GAS_RECUPERADO | 244740
TEE, SW, 3000#, B16.11, A105 | ASME B16.11 |  |  |  | TEE RED SW | Tee | B | 1/2" |  |  | TYPE=TEE,SKEY=TESW |  | SW | 0.38 |  |  |  | mm | 21.336 | 0.5 | 1877.2691 | 5979.0008 | 327.7468 | 3000 |  | New |  |  | KG | [6 empty] | SHOP | SKID_GAS_RECUPERADO | 244741
TEE, SW, 3000#, B16.11, A105 | ASME B16.11 |  |  |  | TEE RED SW | Tee | B | 1/2" |  |  | TYPE=TEE,SKEY=TESW |  | SW | 0.38 |  |  |  | mm | 21.336 | 0.5 | 978.7552 | 249.3413 | 208.5431 | 3000 |  | New |  |  | KG | [6 empty] | SHOP | SKID_GAS_RECUPERADO | 244742
TEE, SW, 3000 #, B16.11, A105 | ASME B16.11 |  |  |  | TEE RED SW | Tee | D | 1/2" |  |  | TYPE=TEE,SKEY=TESW |  | SW | 0.38 |  |  |  | mm | 21.336 | 0.5 | 1215.6232 | 249.3332 | 208.5431 | 3000 |  | New |  |  | KG | [6 empty] | SHOP | SKID_GAS_RECUPERADO | 244743
TEE, SW, 3000 #, B16.11, A105 | ASME B16.11 |  |  |  | TEE RED SW | Tee | D | 1/2" |  |  | TYPE=TEE,SKEY=TESW |  | SW | 0.38 |  |  |  | mm | 21.336 | 0.5 | 1862.6724 | 355.8101 | 208.5431 | 3000 |  | New |  |  | KG | [6 empty] | SHOP | SKID_GAS_RECUPERADO | 244744
TEE RED, SW, 3000#, B16.11, A105 | ASME B16.11 |  |  |  | TEE RED SW | Tee (red) | B | 1"x1/2"x1" |  |  | TYPE=TEE,SKEY=TESW |  | SW | 0.5 |  |  |  | mm | 33.401 | 1 | 584.1977 | 5727.4457 | 214.5756 | 3000 |  | New |  | 0.53 | KG | [6 empty] | SHOP | SKID_GAS_RECUPERADO | 244745
TEE RED, SW, 3000#, B16.11, A105 | ASME B16.11 |  |  |  | TEE RED SW | Tee (red) | B | 1"x1/2" |  |  | TYPE=TEE,SKEY=TESW |  | SW | 0.5 |  |  |  | mm | 33.401 | 1 | 1209.2584 | 7377.0317 | 214.5756 | 3000 |  | New |  | 0.53 | KG | [6 empty] | SHOP | SKID_GAS_RECUPERADO | 244746
TEE RED, SW, 3000#, B16.11, A105 | ASME B16.11 |  |  |  | TEE RED SW | Tee (red) | D | 1"x1/2" |  |  | TYPE=TEE,SKEY=TESW |  | SW | 0.5 |  |  |  | mm | 33.401 | 1 | 2394.4894 | 2101.3581 | 3101.6857 | 3000 |  | New |  | 0.53 | KG | [6 empty] | SHOP | SKID_GAS_RECUPERADO | 244747
TEE, SW, 3000 #, B16.11, A105 | ASME B16.11 |  |  |  | TEE RED SW | Tee | D | 1" |  |  | TYPE=TEE,SKEY=TESW |  | SW | 0.5 |  |  |  | mm | 33.401 | 1 | 2394.4894 | 1262.2071 | 3101.6857 | 3000 |  | New |  |  | KG | [6 empty] | SHOP | SKID_GAS_RECUPERADO | 244748
TEE RED, SW, 3000#, B16.11, A105 | ASME B16.11 |  |  |  | TEE RED SW | Tee (red) | B | 1 1/2"x3/4" |  |  | TYPE=TEE,SKEY=TESW |  | SW | 0.5 |  |  |  | mm | 48.26 | 1.5 | 3320.0028 | 434.667 | 3109.8899 | 3000 |  | New |  | 1.35 | KG | [6 empty] | SHOP | SKID_GAS_RECUPERADO | 244749
TEE RED, SW, 3000#, B16.11, A105 | ASME B16.11 |  |  |  | TEE RED SW | Tee (red) | B | 1 1/2"x1/2" |  |  | TYPE=TEE,SKEY=TESW |  | SW | 0.5 |  |  |  | mm | 48.26 | 1.5 | 3320.0028 | 251.167 | 3109.8899 | 3000 |  | New |  | 1.35 | KG | [6 empty] | SHOP | SKID_GAS_RECUPERADO | 244750
TEE RED, SW, 3000#, B16.11, A105 | ASME B16.11 |  |  |  | TEE RED SW | Tee (red) | B | 1 1/2"x1/2" |  |  | TYPE=TEE,SKEY=TESW |  | SW | 0.5 |  |  |  | mm | 48.26 | 1.5 | 3311.5743 | 1669.4663 | 3109.8899 | 3000 |  | New |  | 1.35 | KG | [6 empty] | SHOP | SKID_GAS_RECUPERADO | 244751
TEE, SW, 3000#, B16.11, A105 | ASME B16.11 |  |  |  | TEE RED SW | Tee | B | 1 1/2" |  |  | TYPE=TEE,SKEY=TESW |  | SW | 0.5 |  |  |  | mm | 48.26 | 1.5 | 1613.6336 | 2950.802 | 2650.1708 | 3000 |  | New |  |  | KG | [6 empty] | SHOP | SKID_GAS_RECUPERADO | 244752
TEE RED, SW, 3000#, B16.11, A105 | ASME B16.11 |  |  |  | TEE RED SW | Tee (red) | B | 1"x1/2" |  |  | TYPE=TEE,SKEY=TESW |  | SW | 0.5 |  |  |  | mm | 33.401 | 1 | 479.0118 | 2950.802 | 3375.1411 | 3000 |  | New |  | 0.53 | KG | [6 empty] | SHOP | SKID_GAS_RECUPERADO | 244753
TEE, SW, 3000#, B16.11, A105 | ASME B16.11 |  |  |  | TEE RED SW | Tee | B | 1" |  |  | TYPE=TEE,SKEY=TESW |  | SW | 0.5 |  |  |  | mm | 33.401 | 1 | 1318.1627 | 2950.802 | 3375.1411 | 3000 |  | New |  |  | KG | [6 empty] | SHOP | SKID_GAS_RECUPERADO | 244754
TEE, SW, 3000#, B16.11, A105 | ASME B16.11 |  |  |  | TEE RED SW | Tee | B | 1" |  |  | TYPE=TEE,SKEY=TESW |  | SW | 0.5 |  |  |  | mm | 33.401 | 1 | 2236.1037 | 2417.9441 | 3101.6857 | 3000 |  | New |  |  | KG | [6 empty] | SHOP | SKID_GAS_RECUPERADO | 244755
TEE, SW, 3000#, B16.11, A105 | ASME B16.11 |  |  |  | TEE RED SW | Tee | B | 1" |  |  | TYPE=TEE,SKEY=TESW |  | SW | 0.5 |  |  |  | mm | 33.401 | 1 | 1613.6336 | 2417.9441 | 1866.3068 | 3000 |  | New |  |  | KG | [6 empty] | SHOP | SKID_GAS_RECUPERADO | 244756
TEE, SW, 3000#, B16.11, A105 | ASME B16.11 |  |  |  | TEE RED SW | Tee | B | 1/2" |  |  | TYPE=TEE,SKEY=TESW |  | SW | 0.38 |  |  |  | mm | 21.336 | 0.5 | 764.0946 | 2568.7541 | 308.9942 | 3000 |  | New |  |  | KG | [6 empty] | SHOP | SKID_GAS_RECUPERADO | 244757
TEE, SW, 3000#, B16.11, A105 | ASME B16.11 |  |  |  | TEE RED SW | Tee | B | 1/2" |  |  | TYPE=TEE,SKEY=TESW |  | SW | 0.38 |  |  |  | mm | 21.336 | 0.5 | 1411.1438 | 2568.7541 | 308.9942 | 3000 |  | New |  |  | KG | [6 empty] | SHOP | SKID_GAS_RECUPERADO | 244758
TEE, SW, 3000#, B16.11, A105 | ASME B16.11 |  |  |  | TEE RED SW | Tee | B | 1/2" |  |  | TYPE=TEE,SKEY=TESW |  | SW | 0.38 |  |  |  | mm | 21.336 | 0.5 | 397.9137 | 2568.7541 | 208.5431 | 3000 |  | New |  |  | KG | [6 empty] | SHOP | SKID_GAS_RECUPERADO | 244759
TEE RED, SW, 3000#, B16.11, A105 | ASME B16.11 |  |  |  | TEE RED SW | Tee (red) | B | 1"x1/2" |  |  | TYPE=TEE,SKEY=TESW |  | SW | 0.5 |  |  |  | mm | 33.401 | 1 | 307.9137 | 2746.2501 | 214.5756 | 3000 |  | New |  | 0.53 | KG | [6 empty] | SHOP | SKID_GAS_RECUPERADO | 244760
TEE, SW, 3000#, B16.11, A105 | ASME B16.11 |  |  |  | TEE RED SW | Tee | B | 1" |  |  | TYPE=TEE,SKEY=TESW |  | SW | 0.5 |  |  |  | mm | 33.401 | 1 | 212.0076 | 2950.802 | 214.5756 | 3000 |  | New |  |  | KG | [6 empty] | SHOP | SKID_GAS_RECUPERADO | 244761
TEE, SW, 3000#, B16.11, A105 | ASME B16.11 |  |  |  | TEE RED SW | Tee | B | 1/2" |  |  | TYPE=TEE,SKEY=TESW |  | SW | 0.38 |  |  |  | mm | 21.336 | 0.5 | 397.9137 | 2675.2501 | 208.5431 | 3000 |  | New |  |  | KG | [6 empty] | SHOP | SKID_GAS_RECUPERADO | 244762
TEE RED, SW, 3000#, B16.11, A105 | ASME B16.11 |  |  |  | TEE RED SW | Tee (red) | B | 1"x1/2" |  |  | TYPE=TEE,SKEY=TESW |  | SW | 0.5 |  |  |  | mm | 33.401 | 1 | 212.1116 | 5979.0667 | 214.5756 | 3000 |  | New |  | 0.53 | KG | [6 empty] | SHOP | SKID_GAS_RECUPERADO | 244763
TEE, SW, 3000 #, B16.11, A105 | ASME B16.11 |  |  |  | TEE RED SW | Tee | D | 1/2" |  |  | TYPE=TEE,SKEY=TESW |  | SW | 0.38 |  |  |  | mm | 21.336 | 0.5 | 1209.3491 | 10261.4597 | 214.5756 | 3000 |  | New |  |  | KG | [6 empty] | SHOP | SKID_GAS_RECUPERADO | 244764
TEE RED, SW, 3000#, B16.11, A105 | ASME B16.11 |  |  |  | TEE RED SW | Tee (red) | B | 1"x1/2"x1" |  |  | TYPE=TEE,SKEY=TESW |  | SW | 0.5 |  |  |  | mm | 33.401 | 1 | 212.342 | 13057.568 | 214.5756 | 3000 |  | New |  | 0.53 | KG | [6 empty] | SHOP | SKID_GAS_RECUPERADO | 244765
TEE RED, SW, 3000#, B16.11, A105 | ASME B16.11 |  |  |  | TEE RED SW | Tee (red) | B | 1"x1/2" |  |  | TYPE=TEE,SKEY=TESW |  | SW | 0.5 |  |  |  | mm | 33.401 | 1 | 212.23 | 9747.0579 | 214.5756 | 3000 |  | New |  | 0.53 | KG | [6 empty] | SHOP | SKID_GAS_RECUPERADO | 244766
TEE, SW, 3000 #, B16.11, A105 | ASME B16.11 |  |  |  | TEE RED SW | Tee | D | 1 1/2" |  |  | TYPE=TEE,SKEY=TESW |  | SW | 0.5 |  |  |  | mm | 48.26 | 1.5 | 1359.3426 | 9964.5267 | 3631.9049 | 3000 |  | New |  |  | KG | [6 empty] | SHOP | SKID_GAS_RECUPERADO | 244767
TEE RED, SW, 3000#, B16.11, A105 | ASME B16.11 |  |  |  | TEE RED SW | Tee (red) | D | 1 1/2"x1/2"x1 1/2" |  |  | TYPE=TEE,SKEY=TESW |  | SW | 0.5 |  |  |  | mm | 48.26 | 1.5 | 1359.3426 | 9674.8267 | 4085.5749 | 3000 |  | New |  | 1.35 | KG | [6 empty] | SHOP | SKID_GAS_RECUPERADO | 244768
TEE RED, SW, 3000#, B16.11, A105 | ASME B16.11 |  |  |  | TEE RED SW | Tee (red) | D | 1 1/2"x1/2"x1 1/2" |  |  | TYPE=TEE,SKEY=TESW |  | SW | 0.5 |  |  |  | mm | 48.26 | 1.5 | 1359.3426 | 10254.2267 | 4085.5749 | 3000 |  | New |  | 1.35 | KG | [6 empty] | SHOP | SKID_GAS_RECUPERADO | 244769
TEE RED, SCH 80, BW, B16.9, A-234 WPB | ASME B16.9 |  |  |  | TEE (RED), 4"X2" ND, SCH 80, BW, ASME B16.9 | TEE (RED) | A3A2 | 4"x2" |  |  | SKEY=TEBW,TYPE=TEE |  | BV |  |  |  |  | mm | 114.3 | 4 | 584.7026 | 12888.1816 | 4978.5339 |  | 80 | New | 8.5598 | 7 | KG | [6 empty] | SHOP | SKID_GAS_RECUPERADO | 244770
TEE, SW, 3000 #, B16.11, A105 | ASME B16.11 |  |  |  | TEE RED SW | Tee | D | 1/2" |  |  | TYPE=TEE,SKEY=TESW |  | SW | 0.38 |  |  |  | mm | 21.336 | 0.5 | 1862.6724 | 462.3061 | 208.5431 | 3000 |  | New |  |  | KG | [6 empty] | SHOP | SKID_GAS_RECUPERADO | 244771
TEE, SW, 3000#, B16.11, A105 | ASME B16.11 |  |  |  | TEE RED SW | Tee | B | 1/2" |  |  | TYPE=TEE,SKEY=TESW |  | SW | 0.38 |  |  |  | mm | 21.336 | 0.5 | 231.0536 | 6409.5028 | 307.3387 | 3000 |  | New |  |  | KG | [6 empty] | SHOP | SKID_GAS_RECUPERADO | 244772
TEE, SW, 3000 #, B16.11, A105 | ASME B16.11 |  |  |  | TEE RED SW | Tee | D | 1/2" |  |  | TYPE=TEE,SKEY=TESW |  | SW | 0.38 |  |  |  | mm | 21.336 | 0.5 | 1613.6336 | 3419.346 | 208.5431 | 3000 |  | New |  |  | KG | [6 empty] | SHOP | SKID_GAS_RECUPERADO | 244773
TEE, SW, 3000 #, B16.11, A105 | ASME B16.11 |  |  |  | TEE RED SW | Tee | D | 1/2" |  |  | TYPE=TEE,SKEY=TESW |  | SW | 0.38 |  |  |  | mm | 21.336 | 0.5 | 1613.6563 | 4066.3952 | 208.5441 | 3000 |  | New |  |  | KG | [6 empty] | SHOP | SKID_GAS_RECUPERADO | 244774
TEE, SW, 3000 #, B16.11, A105 | ASME B16.11 |  |  |  | TEE RED SW | Tee | D | 1/2" |  |  | TYPE=TEE,SKEY=TESW |  | SW | 0.38 |  |  |  | mm | 21.336 | 0.5 | 1613.6634 | 4303.2632 | 208.5431 | 3000 |  | New |  |  | KG | [6 empty] | SHOP | SKID_GAS_RECUPERADO | 244775
TEE RED, SW, 3000#, B16.11, A105 | ASME B16.11 |  |  |  | TEE RED SW | Tee (red) | B | 1"x1/2" |  |  | TYPE=TEE,SKEY=TESW |  | SW | 0.5 |  |  |  | mm | 33.401 | 1 | 211.9076 | 249.3395 | 214.5756 | 3000 |  | New |  | 0.53 | KG | [6 empty] | SHOP | SKID_GAS_RECUPERADO | 244776
TEE RED, SW, 3000#, B16.11, A105 | ASME B16.11 |  |  |  | TEE RED SW | Tee (red) | B | 1"x1/2"x1" |  |  | TYPE=TEE,SKEY=TESW |  | SW | 0.5 |  |  |  | mm | 33.401 | 1 | 307.9137 | 462.2992 | 214.5756 | 3000 |  | New |  | 0.53 | KG | [6 empty] | SHOP | SKID_GAS_RECUPERADO | 244777
PRESSURE RELIEF VALVE, PILOT OPERATED, F, RF, API 526 | API 526 |  |  |  | PRESSURE RELIEF VALVE, PILOT OPERATED, 1 1/2" F 2", 600-150 LB, RF, API 526 | Pressure Relief Valve, Pilot Operated | A3A2 | 1 1/2"x2" |  | F | TYPE=INSTRUMENT-ANGLE,SKEY=RAFL |  | FL |  | RF |  |  | mm | 48.26 | 1.5 | 1359.3426 | 10254.2267 | 4415.9022 | 600 |  | New |  | 30 | LB |  |  |  |  | ?-? |  | SHOP | SKID_GAS_RECUPERADO | 244778 |  | 28.702
CONTROL VALVE, #600, RF | ISA S75.03 |  |  |  | CONTROL VALVE, GLOBE, 2" ND, 600 LB, Diaphragm, H=36.97, W=12.99 | Control Valve, Globe | A3A2 | 2" |  |  | TYPE=INSTRUMENT,SKEY=CVFL |  | FL |  | RF |  |  | mm | 60.325 | 2 | 80.0028 | 12481.7371 | 3880.4706 | 600 |  | New |  |  | LB |  |  |  |  | ?-? |  | SHOP | SKID_GAS_RECUPERADO | 244779 |  | 31.75
PRESSURE RELIEF VALVE, PILOT OPERATED, F, RF, API 526 | API 526 |  |  |  | PRESSURE RELIEF VALVE, PILOT OPERATED, 1 1/2" F 2", 600-150 LB, RF, API 526 | Pressure Relief Valve, Pilot Operated | A3A2 | 1 1/2"x2" |  | F | TYPE=INSTRUMENT-ANGLE,SKEY=RAFL |  | FL |  | RF |  |  | mm | 48.26 | 1.5 | 1359.3426 | 9674.8267 | 4415.9022 | 600 |  | New |  | 30 | LB |  |  |  |  | ?-? |  | SHOP | SKID_GAS_RECUPERADO | 244780 |  | 28.702
PRESSURE RELIEF VALVE, PILOT OPERATED, F, RF, API 526 | API 526 |  |  |  | PRESSURE RELIEF VALVE, PILOT OPERATED, 1 1/2" F 2", 600-150 LB, RF, API 526 | Pressure Relief Valve, Pilot Operated | A3A2 | 1 1/2"x2" |  | F | TYPE=INSTRUMENT-ANGLE,SKEY=RAFL |  | FL |  | RF |  |  | mm | 48.26 | 1.5 | 1227.2776 | 8522.7667 | 3761.0937 | 600 |  | New |  | 30 | LB |  |  |  |  | ?-? |  | SHOP | SKID_GAS_RECUPERADO | 244781 |  | 28.702
PRESSURE RELIEF VALVE, PILOT OPERATED, G, RF, API 526 | API 526 |  |  |  | PRESSURE RELIEF VALVE, PILOT OPERATED, 2" G 3", 600-150 LB, RF, API 526 | Pressure Relief Valve, Pilot Operated | A3A2 | 2"x3" |  | G | TYPE=INSTRUMENT-ANGLE,SKEY=RAFL |  | FL |  | RF |  |  | mm | 60.325 | 2 | 1261.8645 | 2067.4101 | 4188.2637 | 600 |  | New |  | 62 | LB |  |  |  |  | ?-? |  | SHOP | SKID_GAS_RECUPERADO | 244782 |  | 31.75
BALL VALVE, RF, #600, FB, FS, B16.10, A216 Gr WCB | ASME B16.10 |  |  |  | BALL VALVE #600 RF | Ball Valve | D | 3" |  | Long Pattern | SKEY=VBFL,TYPE=VALVE |  | FL | 0 | RF |  |  | mm | 88.9 | 3 | 294.4399 | 355.6 | 2383.3962 | 600 |  | New |  | 36 | KG |  |  |  |  | ?-? |  | SHOP | SKID_GAS_RECUPERADO | 244783 |  | 1.5
BALL VALVE, RF, #600, FB, FS, B16.10, A216 Gr WCB | ASME B16.10 |  |  |  | BALL VALVE #600 RF | Ball Valve | D | 3" |  | Long Pattern | SKEY=VBFL,TYPE=VALVE |  | FL | 0 | RF |  |  | mm | 88.9 | 3 | 581.8057 | 355.6 | 2383.3962 | 600 |  | New |  | 36 | KG |  |  |  |  | ?-? |  | SHOP | SKID_GAS_RECUPERADO | 244784 |  | 1.5
FLOATING BALL VALVE, NPT, 2500#, A216 Gr WCB | ASME B16.10 |  |  |  | BALL VALVE, LONG PATTERN, 1/2" ND, 1500 LB, FPT, ASME B16.10, 2 9/50" LG | Ball Valve | D | 1/2" |  | Long Pattern | SKEY=VBSC,TYPE=VALVE |  | THDF | 0.38 |  |  |  | mm | 21.336 | 0.5 | 865.8944 | 10115.3515 | 214.5756 | 1500 |  | New |  | 2.8 | KG |  |  |  |  | ?-? |  | SHOP | SKID_GAS_RECUPERADO | 244785
GLOBE VALVE, SW, 800#, B16.10, A105 | ASME B16.10 |  |  |  | GLOBE VALVE SW | Globe Valve | D | 1/2" |  | Full Port | TYPE=VALVE,SKEY=VGSW |  | SW | 0.38 |  |  |  | mm | 21.336 | 0.5 | 309.6031 | 10406.1946 | 214.5756 | 800 |  | New |  | 2 | KG |  |  |  |  | ?-? |  | SHOP | SKID_GAS_RECUPERADO | 244786
FLOATING BALL VALVE, NPT, 2500#, A216 Gr WCB | ASME B16.10 |  |  |  | BALL VALVE, LONG PATTERN, 1/2" ND, 1500 LB, FPT, ASME B16.10, 2 9/50" LG | Ball Valve | D | 1/2" |  | Long Pattern | SKEY=VBSC,TYPE=VALVE |  | THDF | 0.38 |  |  |  | mm | 21.336 | 0.5 | 956.6474 | 10261.4684 | 214.5756 | 1500 |  | New |  | 2.8 | KG |  |  |  |  | ?-? |  | SHOP | SKID_GAS_RECUPERADO | 244787
FLOATING BALL VALVE, NPT, 2500#, A216 Gr WCB | ASME B16.10 |  |  |  | BALL VALVE, LONG PATTERN, 1/2" ND, 1500 LB, FPT, ASME B16.10, 2 9/50" LG | Ball Valve | D | 1/2" |  | Long Pattern | SKEY=VBSC,TYPE=VALVE |  | THDF | 0.38 |  |  |  | mm | 21.336 | 0.5 | 364.9702 | 10261.4887 | 214.5756 | 1500 |  | New |  | 2.8 | KG |  |  |  |  | ?-? |  | SHOP | SKID_GAS_RECUPERADO | 244788
BALL VALVE, FLOATING, NPT, 800#, FB, FS, A216 Gr. WCB | ASME B16.10 |  |  |  | BALL VALVE, LONG PATTERN, 1/2" ND, 1500 LB, FPT, ASME B16.10, 2 9/50" LG | Ball Valve | B | 1/2" |  | Long Pattern | SKEY=VBSC,TYPE=VALVE |  | THDF | 0.38 |  |  |  | mm | 21.336 | 0.5 | 926.5947 | 10254.2267 | 4280.5772 | 1500 |  | New |  |  | KG |  |  |  |  | ?-? |  | SHOP | SKID_GAS_RECUPERADO | 244789
BALL VALVE, FLOATING, NPT, 800#, FB, FS, A216 Gr. WCB | ASME B16.10 |  |  |  | BALL VALVE, LONG PATTERN, 1/2" ND, 1500 LB, FPT, ASME B16.10, 2 9/50" LG | Ball Valve | B | 1/2" |  | Long Pattern | SKEY=VBSC,TYPE=VALVE |  | THDF | 0.38 |  |  |  | mm | 21.336 | 0.5 | 926.5947 | 9674.8267 | 4280.5772 | 1500 |  | New |  |  | KG |  |  |  |  | ?-? |  | SHOP | SKID_GAS_RECUPERADO | 244790
FLOATING BALL VALVE, NPT, 2500#, A216 Gr WCB | ASME B16.10 |  |  |  | BALL VALVE, LONG PATTERN, 1/2" ND, 1500 LB, FPT, ASME B16.10, 2 9/50" LG | Ball Valve | D | 1/2" |  | Long Pattern | SKEY=VBSC,TYPE=VALVE |  | THDF | 0.38 |  |  |  | mm | 21.336 | 0.5 | 582.6247 | 5855.7676 | 465.0536 | 1500 |  | New |  | 2.8 | KG |  |  |  |  | ?-? |  | SHOP | SKID_GAS_RECUPERADO | 244791
FLOATING BALL VALVE, NPT, 2500#, A216 Gr WCB | ASME B16.10 |  |  |  | BALL VALVE, LONG PATTERN, 1/2" ND, 1500 LB, FPT, ASME B16.10, 2 9/50" LG | Ball Valve | D | 1/2" |  | Long Pattern | SKEY=VBSC,TYPE=VALVE |  | THDF | 0.38 |  |  |  | mm | 21.336 | 0.5 | 584.532 | 9600.9257 | 214.5756 | 1500 |  | New |  | 2.8 | KG |  |  |  |  | ?-? |  | SHOP | SKID_GAS_RECUPERADO | 244792
GLOBE VALVE, SW, 800#, B16.10, A105 | ASME B16.10 |  |  |  | GLOBE VALVE SW | Globe Valve | D | 1/2" |  | Full Port | TYPE=VALVE,SKEY=VGSW |  | SW | 0.38 |  |  |  | mm | 21.336 | 0.5 | 729.2379 | 9656.2927 | 214.5756 | 800 |  | New |  | 2 | KG |  |  |  |  | ?-? |  | SHOP | SKID_GAS_RECUPERADO | 244793
Control Valve, Globe, Short Pattern, 600 LB, FPT, ISA S75.12 | ISA S75.12 |  |  |  | CONTROL VALVE, GLOBE, SHORT PATTERN, 1/2" ND, 600 LB, FPT, ISA S75.12, 5 154/357" LG | Control Valve, Globe, Short Pattern | D | 1/2" |  | Short Pattern | TYPE=INSTRUMENT,SKEY=CVSC |  | THDF | 0.5337 |  |  |  | mm | 21.336 | 0.5 | 584.5224 | 9320.8331 | 214.5756 | 600 |  | New | [7 empty] | ?-? |  | SHOP | SKID_GAS_RECUPERADO | 244794
FLOATING BALL VALVE, NPT, 2500#, A216 Gr WCB | ASME B16.10 |  |  |  | BALL VALVE, LONG PATTERN, 1/2" ND, 1500 LB, FPT, ASME B16.10, 2 9/50" LG | Ball Valve | D | 1/2" |  | Long Pattern | SKEY=VBSC,TYPE=VALVE |  | THDF | 0.38 |  |  |  | mm | 21.336 | 0.5 | 438.4088 | 9510.1827 | 214.5756 | 1500 |  | New |  | 2.8 | KG |  |  |  |  | ?-? |  | SHOP | SKID_GAS_RECUPERADO | 244795
FLOATING BALL VALVE, NPT, 2500#, A216 Gr WCB | ASME B16.10 |  |  |  | BALL VALVE, LONG PATTERN, 1/2" ND, 1500 LB, FPT, ASME B16.10, 2 9/50" LG | Ball Valve | D | 1/2" |  | Long Pattern | SKEY=VBSC,TYPE=VALVE |  | THDF | 0.38 |  |  |  | mm | 21.336 | 0.5 | 584.5132 | 9052.4731 | 214.5756 | 1500 |  | New |  | 2.8 | KG |  |  |  |  | ?-? |  | SHOP | SKID_GAS_RECUPERADO | 244796
FLOATING BALL VALVE, NPT, 2500#, A216 Gr WCB | ASME B16.10 |  |  |  | BALL VALVE, LONG PATTERN, 1/2" ND, 1500 LB, FPT, ASME B16.10, 2 9/50" LG | Ball Valve | D | 1/2" |  | Long Pattern | SKEY=VBSC,TYPE=VALVE |  | THDF | 0.38 |  |  |  | mm | 21.336 | 0.5 | 231.0514 | 6555.6188 | 307.3387 | 1500 |  | New |  | 2.8 | KG |  |  |  |  | ?-? |  | SHOP | SKID_GAS_RECUPERADO | 244797
GLOBE VALVE, SW, 800#, B16.10, A105 | ASME B16.10 |  |  |  | GLOBE VALVE SW | Globe Valve | D | 1/2" |  | Full Port | TYPE=VALVE,SKEY=VGSW |  | SW | 0.38 |  |  |  | mm | 21.336 | 0.5 | 375.7573 | 6500.2518 | 307.3387 | 800 |  | New |  | 2 | KG |  |  |  |  | ?-? |  | SHOP | SKID_GAS_RECUPERADO | 244798
FLOATING BALL VALVE, NPT, 2500#, A216 Gr WCB | ASME B16.10 |  |  |  | BALL VALVE, LONG PATTERN, 1/2" ND, 1500 LB, FPT, ASME B16.10, 2 9/50" LG | Ball Valve | D | 1/2" |  | Long Pattern | SKEY=VBSC,TYPE=VALVE |  | THDF | 0.38 |  |  |  | mm | 21.336 | 0.5 | 84.9283 | 6646.3618 | 307.3387 | 1500 |  | New |  | 2.8 | KG |  |  |  |  | ?-? |  | SHOP | SKID_GAS_RECUPERADO | 244799
Control Valve, Globe, Short Pattern, 600 LB, FPT, ISA S75.12 | ISA S75.12 |  |  |  | CONTROL VALVE, GLOBE, SHORT PATTERN, 1/2" ND, 600 LB, FPT, ISA S75.12, 5 154/357" LG | Control Valve, Globe, Short Pattern | D | 1/2" |  | Short Pattern | TYPE=INSTRUMENT,SKEY=CVSC |  | THDF | 0.5337 |  |  |  | mm | 21.336 | 0.5 | 231.0418 | 6835.7114 | 307.3387 | 600 |  | New | [7 empty] | ?-? |  | SHOP | SKID_GAS_RECUPERADO | 244801
FLOATING BALL VALVE, NPT, 2500#, A216 Gr WCB | ASME B16.10 |  |  |  | BALL VALVE, LONG PATTERN, 1/2" ND, 1500 LB, FPT, ASME B16.10, 2 9/50" LG | Ball Valve | D | 1/2" |  | Long Pattern | SKEY=VBSC,TYPE=VALVE |  | THDF | 0.38 |  |  |  | mm | 21.336 | 0.5 | 231.0326 | 7104.0715 | 307.3387 | 1500 |  | New |  | 2.8 | KG |  |  |  |  | ?-? |  | SHOP | SKID_GAS_RECUPERADO | 244802
Control Valve, Globe, Short Pattern, 600 LB, FPT, ISA S75.12 | ISA S75.12 |  |  |  | CONTROL VALVE, GLOBE, SHORT PATTERN, 1/2" ND, 600 LB, FPT, ISA S75.12, 5 154/357" LG | Control Valve, Globe, Short Pattern | D | 1/2" |  | Short Pattern | TYPE=INSTRUMENT,SKEY=CVSC |  | THDF | 0.5337 |  |  |  | mm | 21.336 | 0.5 | 676.5548 | 10261.478 | 214.5756 | 600 |  | New | [7 empty] | ?-? |  | SHOP | SKID_GAS_RECUPERADO | 244803
FLOATING BALL VALVE, NPT, 2500#, A216 Gr WCB | ASME B16.10 |  |  |  | BALL VALVE, LONG PATTERN, 1 1/2" ND, 1500 LB, FPT, ASME B16.10, 3 11/20" LG | Ball Valve | D | 1 1/2" |  | Long Pattern | SKEY=VBSC,TYPE=VALVE |  | THDF | 0.62 |  |  |  | mm | 48.26 | 1.5 | 873.6126 | 8522.7667 | 3029.4479 | 1500 |  | New |  | 15 | KG |  |  |  |  | ?-? |  | SHOP | SKID_GAS_RECUPERADO | 244804
FLOATING BALL VALVE, NPT, 2500#, A216 Gr WCB | ASME B16.10 |  |  |  | BALL VALVE, LONG PATTERN, 1/2" ND, 1500 LB, FPT, ASME B16.10, 2 9/50" LG | Ball Valve | D | 1/2" |  | Long Pattern | SKEY=VBSC,TYPE=VALVE |  | THDF | 0.38 |  |  |  | mm | 21.336 | 0.5 | 1031.0776 | 8522.7667 | 2922.6979 | 1500 |  | New |  | 2.8 | KG |  |  |  |  | ?-? |  | SHOP | SKID_GAS_RECUPERADO | 244805
BALL VALVE, RF, #150, FB, FS, B16.10, A216 Gr. WCB | ASME B16.10 |  |  |  | BALL VALVE NPT | Ball Valve | B | 3" |  | Short Pattern | SKEY=VBFL,TYPE=VALVE |  | FL |  | RF |  |  | mm | 88.9 | 3 | 1227.2776 | 8002.8664 | 3761.0937 | 150 |  | New |  | 25 | KG |  |  |  |  | ?-? |  | SHOP | SKID_GAS_RECUPERADO | 244806 |  | 0.94
BALL VALVE, FLOATING, NPT, 800#, FB, FS, A216 Gr. WCB | ASME B16.10 |  |  |  | BALL VALVE, LONG PATTERN, 1/2" ND, 1500 LB, FPT, ASME B16.10, 2 9/50" LG | Ball Valve | B | 1/2" |  | Long Pattern | SKEY=VBSC,TYPE=VALVE |  | THDF | 0.38 |  |  |  | mm | 21.336 | 0.5 | 1227.2776 | 8146.5417 | 3625.7687 | 1500 |  | New |  |  | KG |  |  |  |  | ?-? |  | SHOP | SKID_GAS_RECUPERADO | 244807
FLOATING BALL VALVE, NPT, 2500#, A216 Gr WCB | ASME B16.10 |  |  |  | BALL VALVE, LONG PATTERN, 1/2" ND, 1500 LB, FPT, ASME B16.10, 2 9/50" LG | Ball Valve | D | 1/2" |  | Long Pattern | SKEY=VBSC,TYPE=VALVE |  | THDF | 0.38 |  |  |  | mm | 21.336 | 0.5 | 1093.8524 | 7734.0867 | 603.658 | 1500 |  | New |  | 2.8 | KG |  |  |  |  | ?-? |  | SHOP | SKID_GAS_RECUPERADO | 244808
FLOATING BALL VALVE, NPT, 2500#, A216 Gr WCB | ASME B16.10 |  |  |  | BALL VALVE, LONG PATTERN, 1/2" ND, 1500 LB, FPT, ASME B16.10, 2 9/50" LG | Ball Valve | D | 1/2" |  | Long Pattern | SKEY=VBSC,TYPE=VALVE |  | THDF | 0.38 |  |  |  | mm | 21.336 | 0.5 | 1093.8524 | 7734.0867 | 1445.4473 | 1500 |  | New |  | 2.8 | KG |  |  |  |  | ?-? |  | SHOP | SKID_GAS_RECUPERADO | 244809
FLOATING BALL VALVE, NPT, 2500#, A216 Gr WCB | ASME B16.10 |  |  |  | BALL VALVE, LONG PATTERN, 3/4" ND, 1500 LB, FPT, ASME B16.10, 2 3/5" LG | Ball Valve | D | 3/4" |  | Long Pattern | SKEY=VBSC,TYPE=VALVE |  | THDF | 0.44 |  |  |  | mm | 26.67 | 0.75 | 1093.8793 | 7886.5502 | 905.6119 | 1500 |  | New |  | 4.5 | KG |  |  |  |  | ?-? |  | SHOP | SKID_GAS_RECUPERADO | 244810
FLOATING BALL VALVE, NPT, 2500#, A216 Gr WCB | ASME B16.10 |  |  |  | BALL VALVE, LONG PATTERN, 3/4" ND, 1500 LB, FPT, ASME B16.10, 2 3/5" LG | Ball Valve | D | 3/4" |  | Long Pattern | SKEY=VBSC,TYPE=VALVE |  | THDF | 0.44 |  |  |  | mm | 26.67 | 0.75 | 1093.8524 | 7891.2492 | 1145.383 | 1500 |  | New |  | 4.5 | KG |  |  |  |  | ?-? |  | SHOP | SKID_GAS_RECUPERADO | 244811
FLOATING BALL VALVE, NPT, 2500#, A216 Gr WCB | ASME B16.10 |  |  |  | BALL VALVE, LONG PATTERN, 1/2" ND, 1500 LB, FPT, ASME B16.10, 2 9/50" LG | Ball Valve | D | 1/2" |  | Long Pattern | SKEY=VBSC,TYPE=VALVE |  | THDF | 0.38 |  |  |  | mm | 21.336 | 0.5 | 440.0558 | 13057.5647 | 214.5756 | 1500 |  | New |  | 2.8 | KG |  |  |  |  | ?-? |  | SHOP | SKID_GAS_RECUPERADO | 244812
FLOATING BALL VALVE, NPT, 2500#, A216 Gr WCB | ASME B16.10 |  |  |  | BALL VALVE, LONG PATTERN, 1/2" ND, 1500 LB, FPT, ASME B16.10, 2 9/50" LG | Ball Valve | D | 1/2" |  | Long Pattern | SKEY=VBSC,TYPE=VALVE |  | THDF | 0.38 |  |  |  | mm | 21.336 | 0.5 | 309.6838 | 13057.5647 | 214.5756 | 1500 |  | New |  | 2.8 | KG |  |  |  |  | ?-? |  | SHOP | SKID_GAS_RECUPERADO | 244813
FLOATING BALL VALVE, NPT, 2500#, A216 Gr WCB | ASME B16.10 |  |  |  | BALL VALVE, LONG PATTERN, 1/2" ND, 1500 LB, FPT, ASME B16.10, 2 9/50" LG | Ball Valve | D | 1/2" |  | Long Pattern | SKEY=VBSC,TYPE=VALVE |  | THDF | 0.38 |  |  |  | mm | 21.336 | 0.5 | 3010.8839 | 10518.6417 | 1954.3038 | 1500 |  | New |  | 2.8 | KG |  |  |  |  | ?-? |  | SHOP | SKID_GAS_RECUPERADO | 244814
Control Valve, Globe, Short Pattern, 600 LB, FPT, ISA S75.12 | ISA S75.12 |  |  |  | CONTROL VALVE, GLOBE, SHORT PATTERN, 1/2" ND, 600 LB, FPT, ISA S75.12, 5 154/357" LG | Control Valve, Globe, Short Pattern | D | 1/2" |  | Short Pattern | TYPE=INSTRUMENT,SKEY=CVSC |  | THDF | 0.5337 |  |  |  | mm | 21.336 | 0.5 | 1877.2545 | 5552.7882 | 327.7468 | 600 |  | New | [7 empty] | ?-? |  | SHOP | SKID_GAS_RECUPERADO | 244815
FLOATING BALL VALVE, NPT, 2500#, A216 Gr WCB | ASME B16.10 |  |  |  | BALL VALVE, LONG PATTERN, 1/2" ND, 1500 LB, FPT, ASME B16.10, 2 9/50" LG | Ball Valve | D | 1/2" |  | Long Pattern | SKEY=VBSC,TYPE=VALVE |  | THDF | 0.38 |  |  |  | mm | 21.336 | 0.5 | 1877.2453 | 5284.4282 | 327.7468 | 1500 |  | New |  | 2.8 | KG |  |  |  |  | ?-? |  | SHOP | SKID_GAS_RECUPERADO | 244816
FLOATING BALL VALVE, NPT, 2500#, A216 Gr WCB | ASME B16.10 |  |  |  | BALL VALVE, LONG PATTERN, 1/2" ND, 1500 LB, FPT, ASME B16.10, 2 9/50" LG | Ball Valve | D | 1/2" |  | Long Pattern | SKEY=VBSC,TYPE=VALVE |  | THDF | 0.38 |  |  |  | mm | 21.336 | 0.5 | 1877.2641 | 5832.8808 | 327.7468 | 1500 |  | New |  | 2.8 | KG |  |  |  |  | ?-? |  | SHOP | SKID_GAS_RECUPERADO | 244817
GLOBE VALVE, SW, 800#, B16.10, A105 | ASME B16.10 |  |  |  | GLOBE VALVE SW | Globe Valve | D | 1/2" |  | Full Port | TYPE=VALVE,SKEY=VGSW |  | SW | 0.38 |  |  |  | mm | 21.336 | 0.5 | 2021.97 | 5888.2479 | 327.7468 | 800 |  | New |  | 2 | KG |  |  |  |  | ?-? |  | SHOP | SKID_GAS_RECUPERADO | 244818
FLOATING BALL VALVE, NPT, 2500#, A216 Gr WCB | ASME B16.10 |  |  |  | BALL VALVE, LONG PATTERN, 1/2" ND, 1500 LB, FPT, ASME B16.10, 2 9/50" LG | Ball Valve | D | 1/2" |  | Long Pattern | SKEY=VBSC,TYPE=VALVE |  | THDF | 0.38 |  |  |  | mm | 21.336 | 0.5 | 1731.141 | 5742.1378 | 327.7468 | 1500 |  | New |  | 2.8 | KG |  |  |  |  | ?-? |  | SHOP | SKID_GAS_RECUPERADO | 244819
CHECK VALVE, NPT, SPRING LOADED BALL B16.10, A105 | ASME B16.10 |  |  |  | CHECK VALVE, SWING, FULL PORT, 1/2" ND, 800 LB, FPT, ASME B16.10, 2 27/50" LG | Check Valve | D | 1/2" |  | Swing, Full Port | TYPE=VALVE,SKEY=CKSC |  | THDF | 0.5 |  |  |  | mm | 21.336 | 0.5 | 1877.2335 | 4939.8196 | 327.7468 | 800 |  | New |  | 1.4 | KG |  |  |  |  | ?-? |  | SHOP | SKID_GAS_RECUPERADO | 244820
GLOBE VALVE, SW, 800#, B16.10, A105 | ASME B16.10 |  |  |  | GLOBE VALVE SW | Globe Valve | D | 1/2" |  | Full Port | TYPE=VALVE,SKEY=VGSW |  | SW | 0.38 |  |  |  | mm | 21.336 | 0.5 | 1069.5081 | 355.8126 | 208.5431 | 800 |  | New |  | 2 | KG |  |  |  |  | ?-? |  | SHOP | SKID_GAS_RECUPERADO | 244821
FLOATING BALL VALVE, NPT, 2500#, A216 Gr WCB | ASME B16.10 |  |  |  | BALL VALVE, LONG PATTERN, 1/2" ND, 1500 LB, FPT, ASME B16.10, 2 9/50" LG | Ball Valve | D | 1/2" |  | Long Pattern | SKEY=VBSC,TYPE=VALVE |  | THDF | 0.38 |  |  |  | mm | 21.336 | 0.5 | 1673.3278 | 249.3175 | 208.5431 | 1500 |  | New |  | 2.8 | KG |  |  |  |  | ?-? |  | SHOP | SKID_GAS_RECUPERADO | 244822
FLOATING BALL VALVE, NPT, 2500#, A216 Gr WCB | ASME B16.10 |  |  |  | BALL VALVE, LONG PATTERN, 1/2" ND, 1500 LB, FPT, ASME B16.10, 2 9/50" LG | Ball Valve | D | 1/2" |  | Long Pattern | SKEY=VBSC,TYPE=VALVE |  | THDF | 0.38 |  |  |  | mm | 21.336 | 0.5 | 1215.6181 | 103.2132 | 208.5431 | 1500 |  | New |  | 2.8 | KG |  |  |  |  | ?-? |  | SHOP | SKID_GAS_RECUPERADO | 244823
Control Valve, Globe, Short Pattern, 600 LB, FPT, ISA S75.12 | ISA S75.12 |  |  |  | CONTROL VALVE, GLOBE, SHORT PATTERN, 1/2" ND, 600 LB, FPT, ISA S75.12, 5 154/357" LG | Control Valve, Globe, Short Pattern | D | 1/2" |  | Short Pattern | TYPE=INSTRUMENT,SKEY=CVSC |  | THDF | 0.5337 |  |  |  | mm | 21.336 | 0.5 | 1404.9678 | 249.3267 | 208.5431 | 600 |  | New | [7 empty] | ?-? |  | SHOP | SKID_GAS_RECUPERADO | 244824
FLOATING BALL VALVE, NPT, 2500#, A216 Gr WCB | ASME B16.10 |  |  |  | BALL VALVE, LONG PATTERN, 1/2" ND, 1500 LB, FPT, ASME B16.10, 2 9/50" LG | Ball Valve | D | 1/2" |  | Long Pattern | SKEY=VBSC,TYPE=VALVE |  | THDF | 0.38 |  |  |  | mm | 21.336 | 0.5 | 1124.8752 | 249.3363 | 208.5431 | 1500 |  | New |  | 2.8 | KG |  |  |  |  | ?-? |  | SHOP | SKID_GAS_RECUPERADO | 244825
FLOATING BALL VALVE, NPT, 2500#, A216 Gr WCB | ASME B16.10 |  |  |  | BALL VALVE, LONG PATTERN, 1/2" ND, 1500 LB, FPT, ASME B16.10, 2 9/50" LG | Ball Valve | D | 1/2" |  | Long Pattern | SKEY=VBSC,TYPE=VALVE |  | THDF | 0.38 |  |  |  | mm | 21.336 | 0.5 | 1018.3792 | 462.3028 | 208.5431 | 1500 |  | New |  | 2.8 | KG |  |  |  |  | ?-? |  | SHOP | SKID_GAS_RECUPERADO | 244826
BALL VALVE, RF, #600, FB, FS, B16.10, A216 Gr WCB | ASME B16.10 |  |  |  | BALL VALVE #600 RF | Ball Valve | D | 2" |  | Long Pattern | SKEY=VBFL,TYPE=VALVE |  | FL | 0 | RF |  |  | mm | 60.325 | 2 | 1261.8645 | 2067.4101 | 3380.81 | 600 |  | New |  | 36 | KG |  |  |  |  | ?-? |  | SHOP | SKID_GAS_RECUPERADO | 244827 |  | 1.25
FLOATING BALL VALVE, NPT, 2500#, A216 Gr WCB | ASME B16.10 |  |  |  | BALL VALVE, LONG PATTERN, 1/2" ND, 1500 LB, FPT, ASME B16.10, 2 9/50" LG | Ball Valve | D | 1/2" |  | Long Pattern | SKEY=VBSC,TYPE=VALVE |  | THDF | 0.38 |  |  |  | mm | 21.336 | 0.5 | 1261.8645 | 2188.4476 | 3856.3617 | 1500 |  | New |  | 2.8 | KG |  |  |  |  | ?-? |  | SHOP | SKID_GAS_RECUPERADO | 244828
BALL VALVE, FLOATING, NPT, 800#, FB, FS, A216 Gr. WCB | ASME B16.10 |  |  |  | BALL VALVE, LONG PATTERN, 1/2" ND, 1500 LB, FPT, ASME B16.10, 2 9/50" LG | Ball Valve | B | 1/2" |  | Long Pattern | SKEY=VBSC,TYPE=VALVE |  | THDF | 0.38 |  |  |  | mm | 21.336 | 0.5 | 876.2981 | 2067.4101 | 4052.9387 | 1500 |  | New |  |  | KG |  |  |  |  | ?-? |  | SHOP | SKID_GAS_RECUPERADO | 244829
FLOATING BALL VALVE, NPT, 2500#, A216 Gr WCB | ASME B16.10 |  |  |  | BALL VALVE, LONG PATTERN, 1" ND, 1500 LB, FPT, ASME B16.10, 2 83/100" LG | Ball Valve | D | 1" |  | Long Pattern | SKEY=VBSC,TYPE=VALVE |  | THDF | 0.5 |  |  |  | mm | 33.401 | 1 | 2394.4894 | 2295.5921 | 3101.6857 | 1500 |  | New |  | 7 | KG |  |  |  |  | ?-? |  | SHOP | SKID_GAS_RECUPERADO | 244830
Control Valve, Globe, Short Pattern, 600 LB, FPT, ISA S75.12 | ISA S75.12 |  |  |  | CONTROL VALVE, GLOBE, SHORT PATTERN, 1" ND, 600 LB, FPT, ISA S75.12, 6 160/417" LG | Control Valve, Globe, Short Pattern | D | 1" |  | Short Pattern | TYPE=INSTRUMENT,SKEY=CVSC |  | THDF | 0.6828 |  |  |  | mm | 33.401 | 1 | 2394.4894 | 1848.8055 | 3101.6857 | 600 |  | New | [7 empty] | ?-? |  | SHOP | SKID_GAS_RECUPERADO | 244831
FLOATING BALL VALVE, NPT, 2500#, A216 Gr WCB | ASME B16.10 |  |  |  | BALL VALVE, LONG PATTERN, 1" ND, 1500 LB, FPT, ASME B16.10, 2 83/100" LG | Ball Valve | D | 1" |  | Long Pattern | SKEY=VBSC,TYPE=VALVE |  | THDF | 0.5 |  |  |  | mm | 33.401 | 1 | 2394.4894 | 1586.6417 | 3101.6857 | 1500 |  | New |  | 7 | KG |  |  |  |  | ?-? |  | SHOP | SKID_GAS_RECUPERADO | 244832
GLOBE VALVE, SW, 800#, B16.10, A105 | ASME B16.10 |  |  |  | GLOBE VALVE SW | Globe Valve | D | 1" |  | Full Port | TYPE=VALVE,SKEY=VGSW |  | SW | 0.5 |  |  |  | mm | 33.401 | 1 | 2236.1037 | 2295.5921 | 3101.6857 | 800 |  | New |  | 3.5 | KG |  |  |  |  | ?-? |  | SHOP | SKID_GAS_RECUPERADO | 244833
BALL VALVE, FLOATING, NPT, 800#, FB, FS, A216 Gr. WCB | ASME B16.10 |  |  |  | BALL VALVE, LONG PATTERN, 1 1/2" ND, 1500 LB, FPT, ASME B16.10, 3 11/20" LG | Ball Valve | B | 1 1/2" |  | Long Pattern | SKEY=VBSC,TYPE=VALVE |  | THDF | 0.62 |  |  |  | mm | 48.26 | 1.5 | 3320.0028 | 99.417 | 3109.8899 | 1500 |  | New |  |  | KG |  |  |  |  | ?-? |  | SHOP | SKID_GAS_RECUPERADO | 244834
FLOATING BALL VALVE, NPT, 2500#, A216 Gr WCB | ASME B16.10 |  |  |  | BALL VALVE, LONG PATTERN, 1/2" ND, 1500 LB, FPT, ASME B16.10, 2 9/50" LG | Ball Valve | D | 1/2" |  | Long Pattern | SKEY=VBSC,TYPE=VALVE |  | THDF | 0.38 |  |  |  | mm | 21.336 | 0.5 | 2491.8414 | 2101.3581 | 3101.6857 | 1500 |  | New |  | 2.8 | KG |  |  |  |  | ?-? |  | SHOP | SKID_GAS_RECUPERADO | 244835
BALL VALVE, FLOATING, NPT, 800#, FB, FS, A216 Gr. WCB | ASME B16.10 |  |  |  | BALL VALVE, LONG PATTERN, 1" ND, 1500 LB, FPT, ASME B16.10, 2 83/100" LG | Ball Valve | B | 1" |  | Long Pattern | SKEY=VBSC,TYPE=VALVE |  | THDF | 0.5 |  |  |  | mm | 33.401 | 1 | 284.7778 | 2950.802 | 3375.1411 | 1500 |  | New |  |  | KG |  |  |  |  | ?-? |  | SHOP | SKID_GAS_RECUPERADO | 244836
BALL VALVE, FLOATING, NPT, 800#, FB, FS, A216 Gr. WCB | ASME B16.10 |  |  |  | BALL VALVE, LONG PATTERN, 1" ND, 1500 LB, FPT, ASME B16.10, 2 83/100" LG | Ball Valve | B | 1" |  | Long Pattern | SKEY=VBSC,TYPE=VALVE |  | THDF | 0.5 |  |  |  | mm | 33.401 | 1 | 993.7281 | 2950.802 | 3375.1411 | 1500 |  | New |  |  | KG |  |  |  |  | ?-? |  | SHOP | SKID_GAS_RECUPERADO | 244837
Control Valve, Globe, Short Pattern, 150 LB, FPT, ISA S75.12 | ISA S75.12 |  |  |  | CONTROL VALVE, GLOBE, SHORT PATTERN, 1" ND, 150 LB, FPT, ISA S75.12, 6 160/417" LG | Control Valve, Globe, Short Pattern | B | 1" |  | Short Pattern | TYPE=INSTRUMENT,SKEY=CVSC |  | THDF | 0.6828 |  |  |  | mm | 33.401 | 1 | 731.5644 | 2950.802 | 3375.1411 | 150 |  | New | [7 empty] | ?-? |  | SHOP | SKID_GAS_RECUPERADO | 244838
GLOBE VALVE, SW, 800#, B16.10, A105 | ASME B16.10 |  |  |  | GLOBE VALVE SW | Globe Valve | B | 1" |  | Full Port | TYPE=VALVE,SKEY=VGSW |  | SW | 0.5 |  |  |  | mm | 33.401 | 1 | 284.7778 | 2792.4163 | 3375.1411 | 800 |  | New |  | 3.5 | KG |  |  |  |  | ?-? |  | SHOP | SKID_GAS_RECUPERADO | 244839
Control Valve, Globe, Short Pattern, 150 LB, FPT, ISA S75.12 | ISA S75.12 |  |  |  | CONTROL VALVE, GLOBE, SHORT PATTERN, 1/2" ND, 150 LB, FPT, ISA S75.12, 5 154/357" LG | Control Valve, Globe, Short Pattern | B | 1/2" |  | Short Pattern | TYPE=INSTRUMENT,SKEY=CVSC |  | THDF | 0.5337 |  |  |  | mm | 21.336 | 0.5 | 953.4392 | 2568.7541 | 308.9942 | 150 |  | New | [7 empty] | ?-? |  | SHOP | SKID_GAS_RECUPERADO | 244840
BALL VALVE, FLOATING, NPT, 800#, FB, FS, A216 Gr. WCB | ASME B16.10 |  |  |  | BALL VALVE, LONG PATTERN, 1/2" ND, 1500 LB, FPT, ASME B16.10, 2 9/50" LG | Ball Valve | B | 1/2" |  | Long Pattern | SKEY=VBSC,TYPE=VALVE |  | THDF | 0.38 |  |  |  | mm | 21.336 | 0.5 | 1166.4272 | 2568.7541 | 308.9942 | 1500 |  | New |  |  | KG |  |  |  |  | ?-? |  | SHOP | SKID_GAS_RECUPERADO | 244841
BALL VALVE, FLOATING, NPT, 800#, FB, FS, A216 Gr. WCB | ASME B16.10 |  |  |  | BALL VALVE, LONG PATTERN, 1/2" ND, 1500 LB, FPT, ASME B16.10, 2 9/50" LG | Ball Valve | B | 1/2" |  | Long Pattern | SKEY=VBSC,TYPE=VALVE |  | THDF | 0.38 |  |  |  | mm | 21.336 | 0.5 | 617.9746 | 2568.7541 | 308.9942 | 1500 |  | New |  |  | KG |  |  |  |  | ?-? |  | SHOP | SKID_GAS_RECUPERADO | 244842
BALL VALVE, FLOATING, NPT, 800#, FB, FS, A216 Gr. WCB | ASME B16.10 |  |  |  | BALL VALVE, LONG PATTERN, 1/2" ND, 1500 LB, FPT, ASME B16.10, 2 9/50" LG | Ball Valve | B | 1/2" |  | Long Pattern | SKEY=VBSC,TYPE=VALVE |  | THDF | 0.38 |  |  |  | mm | 21.336 | 0.5 | 543.7794 | 2746.2501 | 308.9942 | 1500 |  | New |  |  | KG |  |  |  |  | ?-? |  | SHOP | SKID_GAS_RECUPERADO | 244843
BALL VALVE, FLOATING, NPT, 800#, FB, FS, A216 Gr. WCB | ASME B16.10 |  |  |  | BALL VALVE, LONG PATTERN, 1/2" ND, 1500 LB, FPT, ASME B16.10, 2 9/50" LG | Ball Valve | B | 1/2" |  | Long Pattern | SKEY=VBSC,TYPE=VALVE |  | THDF | 0.38 |  |  |  | mm | 21.336 | 0.5 | 764.0946 | 2478.0061 | 308.9942 | 1500 |  | New |  |  | KG |  |  |  |  | ?-? |  | SHOP | SKID_GAS_RECUPERADO | 244844
GLOBE VALVE, SW, 800#, B16.10, A105 | ASME B16.10 |  |  |  | GLOBE VALVE SW | Globe Valve | B | 1/2" |  | Full Port | TYPE=VALVE,SKEY=VGSW |  | SW | 0.38 |  |  |  | mm | 21.336 | 0.5 | 610.3546 | 2675.2501 | 308.9942 | 800 |  | New |  | 2 | KG |  |  |  |  | ?-? |  | SHOP | SKID_GAS_RECUPERADO | 244845
FLOATING BALL VALVE, NPT, 2500#, A216 Gr WCB | ASME B16.10 |  |  |  | BALL VALVE, LONG PATTERN, 1/2" ND, 1500 LB, FPT, ASME B16.10, 2 9/50" LG | Ball Valve | D | 1/2" |  | Long Pattern | SKEY=VBSC,TYPE=VALVE |  | THDF | 0.38 |  |  |  | mm | 21.336 | 0.5 | 1209.344 | 10113.9195 | 214.5756 | 1500 |  | New |  | 2.8 | KG |  |  |  |  | ?-? |  | SHOP | SKID_GAS_RECUPERADO | 244846
FLOATING BALL VALVE, NPT, 2500#, A216 Gr WCB | ASME B16.10 |  |  |  | BALL VALVE, LONG PATTERN, 1/2" ND, 1500 LB, FPT, ASME B16.10, 2 9/50" LG | Ball Valve | D | 1/2" |  | Long Pattern | SKEY=VBSC,TYPE=VALVE |  | THDF | 0.38 |  |  |  | mm | 21.336 | 0.5 | 1466.0926 | 10254.2267 | 4085.5749 | 1500 |  | New |  | 2.8 | KG |  |  |  |  | ?-? |  | SHOP | SKID_GAS_RECUPERADO | 244847
FLOATING BALL VALVE, NPT, 2500#, A216 Gr WCB | ASME B16.10 |  |  |  | BALL VALVE, LONG PATTERN, 1/2" ND, 1500 LB, FPT, ASME B16.10, 2 9/50" LG | Ball Valve | D | 1/2" |  | Long Pattern | SKEY=VBSC,TYPE=VALVE |  | THDF | 0.38 |  |  |  | mm | 21.336 | 0.5 | 1466.0926 | 9674.8267 | 4085.5749 | 1500 |  | New |  | 2.8 | KG |  |  |  |  | ?-? |  | SHOP | SKID_GAS_RECUPERADO | 244848
FLOATING BALL VALVE, NPT, 2500#, A216 Gr WCB | ASME B16.10 |  |  |  | BALL VALVE, LONG PATTERN, 1 1/2" ND, 1500 LB, FPT, ASME B16.10, 3 11/20" LG | Ball Valve | D | 1 1/2" |  | Long Pattern | SKEY=VBSC,TYPE=VALVE |  | THDF | 0.62 |  |  |  | mm | 48.26 | 1.5 | 1359.3426 | 10254.2267 | 3903.8249 | 1500 |  | New |  | 15 | KG |  |  |  |  | ?-? |  | SHOP | SKID_GAS_RECUPERADO | 244849
FLOATING BALL VALVE, NPT, 2500#, A216 Gr WCB | ASME B16.10 |  |  |  | BALL VALVE, LONG PATTERN, 1 1/2" ND, 1500 LB, FPT, ASME B16.10, 3 11/20" LG | Ball Valve | D | 1 1/2" |  | Long Pattern | SKEY=VBSC,TYPE=VALVE |  | THDF | 0.62 |  |  |  | mm | 48.26 | 1.5 | 1359.3426 | 9674.8267 | 3903.8249 | 1500 |  | New |  | 15 | KG |  |  |  |  | ?-? |  | SHOP | SKID_GAS_RECUPERADO | 244850
FLOATING BALL VALVE, NPT, 2500#, A216 Gr WCB | ASME B16.10 |  |  |  | BALL VALVE, LONG PATTERN, 1" ND, 1500 LB, FPT, ASME B16.10, 2 83/100" LG | Ball Valve | D | 1" |  | Long Pattern | SKEY=VBSC,TYPE=VALVE |  | THDF | 0.5 |  |  |  | mm | 33.401 | 1 | 1359.3426 | 12425.2155 | 372.4587 | 1500 |  | New |  | 7 | KG |  |  |  |  | ?-? |  | SHOP | SKID_GAS_RECUPERADO | 244851
BALL VALVE, FLOATING, NPT, 800#, FB, FS, A216 Gr. WCB | ASME B16.10 |  |  |  | BALL VALVE, LONG PATTERN, 1" ND, 1500 LB, FPT, ASME B16.10, 2 83/100" LG | Ball Valve | B | 1" |  | Long Pattern | SKEY=VBSC,TYPE=VALVE |  | THDF | 0.5 |  |  |  | mm | 33.401 | 1 | 725.6082 | 3782.7325 | 3375.1411 | 1500 |  | New |  |  | KG |  |  |  |  | ?-? |  | SHOP | SKID_GAS_RECUPERADO | 244852
Control Valve, Globe, 600 LB, RF, ISA S75.03 | ISA S75.03 |  |  |  | CONTROL VALVE, GLOBE, 4" ND, 600 LB, RF, ISA S75.03, 15 1/2" LG | Control Valve, Globe | D | 4" |  |  | TYPE=INSTRUMENT,SKEY=CVFL |  | FL |  | RF |  |  | mm | 114.3 | 4 | 2130.2714 | 8676.6006 | 313.3327 | 600 |  | New | [7 empty] | ?-? |  | SHOP | SKID_GAS_RECUPERADO | 244853 |  | 1.75
CHECK VALVE SWING, RF, #600, B16.10, A216 Gr WCB | ASME B16.10 |  |  |  | CHECK VALVE #600 | Check Valve | D | 4" |  | Swing, Long Pattern | SKEY=CKFL,TYPE=VALVE |  | FL | 0 | RF |  |  | mm | 114.3 | 4 | 584.7026 | 8785.517 | 3329.4479 | 600 |  | New |  | 122 | KG |  |  |  |  | ?-? |  | SHOP | SKID_GAS_RECUPERADO | 244854 |  | 1.75
BALL VALVE, RF, #600, FB, FS, B16.10, A216 Gr WCB | ASME B16.10 |  |  |  | BALL VALVE #600 RF | Ball Valve | D | 4" |  | Long Pattern | SKEY=VBFL,TYPE=VALVE |  | FL | 0 | RF |  |  | mm | 114.3 | 4 | 584.7026 | 12788.7593 | 3329.4479 | 600 |  | New |  | 68 | KG |  |  |  |  | ?-? |  | SHOP | SKID_GAS_RECUPERADO | 244855 |  | 1.75
BALL VALVE, FLOATING, NPT, 800#, FB, FS, A216 Gr. WCB | ASME B16.10 |  |  |  | BALL VALVE, LONG PATTERN, 1/2" ND, 1500 LB, FPT, ASME B16.10, 2 9/50" LG | Ball Valve | B | 1/2" |  | Long Pattern | SKEY=VBSC,TYPE=VALVE |  | THDF | 0.38 |  |  |  | mm | 21.336 | 0.5 | 479.0118 | 3048.154 | 3375.1411 | 1500 |  | New |  |  | KG |  |  |  |  | ?-? |  | SHOP | SKID_GAS_RECUPERADO | 244856
BALL VALVE, RF, #150, FB, FS, B16.10, A216 Gr. WCB | ASME B16.10 |  |  |  | BALL VALVE NPT | Ball Valve | B | 3" |  | Short Pattern | SKEY=VBFL,TYPE=VALVE |  | FL |  | RF |  |  | mm | 88.9 | 3 | 80.0028 | 9674.8267 | 3371.3433 | 150 |  | New |  | 25 | KG |  |  |  |  | ?-? |  | SHOP | SKID_GAS_RECUPERADO | 244857 |  | 0.94
BALL VALVE, RF, #150, FB, FS, B16.10, A216 Gr. WCB | ASME B16.10 |  |  |  | BALL VALVE NPT | Ball Valve | B | 3" |  | Short Pattern | SKEY=VBFL,TYPE=VALVE |  | FL |  | RF |  |  | mm | 88.9 | 3 | 80.0028 | 10254.2267 | 3371.3433 | 150 |  | New |  | 25 | KG |  |  |  |  | ?-? |  | SHOP | SKID_GAS_RECUPERADO | 244858 |  | 0.94
BALL VALVE, RF, #150, FB, FS, B16.10, A216 Gr. WCB | ASME B16.10 |  |  |  | BALL VALVE NPT | Ball Valve | B | 3" |  | Short Pattern | SKEY=VBFL,TYPE=VALVE |  | FL |  | RF |  |  | mm | 88.9 | 3 | 80.0028 | 7613.1161 | 3371.3434 | 150 |  | New |  | 25 | KG |  |  |  |  | ?-? |  | SHOP | SKID_GAS_RECUPERADO | 244859 |  | 0.94
BALL VALVE, RF, #150, FB, FS, B16.10, A216 Gr. WCB | ASME B16.10 |  |  |  | BALL VALVE NPT | Ball Valve | B | 3" |  | Short Pattern | SKEY=VBFL,TYPE=VALVE |  | FL |  | RF |  |  | mm | 88.9 | 3 | 80.0028 | 2067.4101 | 3371.3434 | 150 |  | New |  | 25 | KG |  |  |  |  | ?-? |  | SHOP | SKID_GAS_RECUPERADO | 244860 |  | 0.94
FLOATING BALL VALVE, NPT, 2500#, A216 Gr WCB | ASME B16.10 |  |  |  | BALL VALVE, LONG PATTERN, 1/2" ND, 1500 LB, FPT, ASME B16.10, 2 9/50" LG | Ball Valve | D | 1/2" |  | Long Pattern | SKEY=VBSC,TYPE=VALVE |  | THDF | 0.38 |  |  |  | mm | 21.336 | 0.5 | 1306.6104 | 7377.0317 | 214.5756 | 1500 |  | New |  | 2.8 | KG |  |  |  |  | ?-? |  | SHOP | SKID_GAS_RECUPERADO | 244861
CHECK VALVE, NPT, SPRING LOADED BALL B16.10, A105 | ASME B16.10 |  |  |  | CHECK VALVE, SWING, FULL PORT, 1/2" ND, 800 LB, FPT, ASME B16.10, 2 27/50" LG | Check Valve | D | 1/2" |  | Swing, Full Port | TYPE=VALVE,SKEY=CKSC |  | THDF | 0.5 |  |  |  | mm | 21.336 | 0.5 | 1862.6724 | 617.5701 | 208.5431 | 800 |  | New |  | 1.4 | KG |  |  |  |  | ?-? |  | SHOP | SKID_GAS_RECUPERADO | 244862
Control Valve, Globe, Short Pattern, 600 LB, FPT, ISA S75.12 | ISA S75.12 |  |  |  | CONTROL VALVE, GLOBE, SHORT PATTERN, 1/2" ND, 600 LB, FPT, ISA S75.12, 5 154/357" LG | Control Valve, Globe, Short Pattern | D | 1/2" |  | Short Pattern | TYPE=INSTRUMENT,SKEY=CVSC |  | THDF | 0.5337 |  |  |  | mm | 21.336 | 0.5 | 1613.6488 | 3877.0506 | 208.5431 | 600 |  | New | [7 empty] | ?-? |  | SHOP | SKID_GAS_RECUPERADO | 244863
FLOATING BALL VALVE, NPT, 2500#, A216 Gr WCB | ASME B16.10 |  |  |  | BALL VALVE, LONG PATTERN, 1/2" ND, 1500 LB, FPT, ASME B16.10, 2 9/50" LG | Ball Valve | D | 1/2" |  | Long Pattern | SKEY=VBSC,TYPE=VALVE |  | THDF | 0.38 |  |  |  | mm | 21.336 | 0.5 | 1613.6396 | 3608.6906 | 208.5431 | 1500 |  | New |  | 2.8 | KG |  |  |  |  | ?-? |  | SHOP | SKID_GAS_RECUPERADO | 244864
FLOATING BALL VALVE, NPT, 2500#, A216 Gr WCB | ASME B16.10 |  |  |  | BALL VALVE, LONG PATTERN, 1/2" ND, 1500 LB, FPT, ASME B16.10, 2 9/50" LG | Ball Valve | D | 1/2" |  | Long Pattern | SKEY=VBSC,TYPE=VALVE |  | THDF | 0.38 |  |  |  | mm | 21.336 | 0.5 | 1522.9083 | 4066.3952 | 208.5441 | 1500 |  | New |  | 2.8 | KG |  |  |  |  | ?-? |  | SHOP | SKID_GAS_RECUPERADO | 244865
FLOATING BALL VALVE, NPT, 2500#, A216 Gr WCB | ASME B16.10 |  |  |  | BALL VALVE, LONG PATTERN, 1/2" ND, 1500 LB, FPT, ASME B16.10, 2 9/50" LG | Ball Valve | D | 1/2" |  | Long Pattern | SKEY=VBSC,TYPE=VALVE |  | THDF | 0.38 |  |  |  | mm | 21.336 | 0.5 | 1613.6584 | 4157.1432 | 208.5431 | 1500 |  | New |  | 2.8 | KG |  |  |  |  | ?-? |  | SHOP | SKID_GAS_RECUPERADO | 244866
GLOBE VALVE, SW, 800#, B16.10, A105 | ASME B16.10 |  |  |  | GLOBE VALVE SW | Globe Valve | D | 1/2" |  | Full Port | TYPE=VALVE,SKEY=VGSW |  | SW | 0.38 |  |  |  | mm | 21.336 | 0.5 | 1758.3643 | 4212.5103 | 208.5431 | 800 |  | New |  | 2 | KG |  |  |  |  | ?-? |  | SHOP | SKID_GAS_RECUPERADO | 244867
PIPE, SEAMLESS, PE, SCH 160, B36.10, A106 Gr. B | ASTM A106 Gr. B |  |  |  | 1/2"-1-1/2" | PIPE, SEAMLESS | B | 1" | 1"-FG-B-319-N |  | TYPE=PIPE |  | PL |  |  |  |  | mm | 33.401 | 1 | 80.0028 | 3450.802 | 3379.9161 |  | 10S | New |  | 4.24 | KG | [6 empty] | SHOP | SKID GAS | 319088
PIPE, SEAMLESS, PE, SCH 160, B36.10, A106 Gr. B | ASTM A106 Gr. B |  |  |  | 1/2"-1-1/2" | PIPE, SEAMLESS | B | 1" | 1"-PG-B-316-N |  | TYPE=PIPE |  | PL |  |  |  |  | mm | 33.401 | 1 | 2213.7289 | 2417.9441 | 3101.6857 |  | 10S | New |  | 4.24 | KG | [6 empty] | SHOP | SKID GAS | 319540
UNION, 3000#, SW, MSS-SP-83, A105 | MSS-SP-83 |  |  |  | UNION | UNION | B | 1" | 1"-PG-B-316-N |  | TYPE=UNION,SKEY=UNSW |  | SW | 0.625 |  |  |  | mm | 33.401 | 1 | 2113.7289 | 2417.9441 | 3101.6857 | 3000 |  | New |  | 0.78 | KG | [6 empty] | SHOP | SKID GAS | 319546
UNION, SW, 3000#, MSS-SP-83, A105 | MSS-SP-83 |  |  |  | UNION | UNION | D | 3/4" | 3/4"-QUI-D-704-N |  | TYPE=UNION,SKEY=UNSW |  | SW | 0.5625 |  |  |  | mm | 26.67 | 0.75 | 764.91 | 27.6669 | 211.2101 | 3000 |  | New |  | 0.55 | KG | [6 empty] | SHOP | SKID GAS | 319675
UNION, SW, 3000#, MSS-SP-83, A105 | MSS-SP-83 |  |  |  | UNION | UNION | D | 3/4" | 3/4"-QUI-D-702-N |  | TYPE=UNION,SKEY=UNSW |  | SW | 0.5625 |  |  |  | mm | 26.67 | 0.75 | 676.91 | 27.6669 | 211.2101 | 3000 |  | New |  | 0.55 | KG | [6 empty] | SHOP | SKID GAS | 319710
PIPE, SEAMLESS, BE, SCH 80, B36.10, A106 Gr B | API 5L Gr. B |  |  |  | 3"-8" | PIPE, SEAMLESS | D | 4" | 4"-PG-D-306-N |  | TYPE=PIPE |  | PL |  |  |  |  | mm | 114.3 | 4 | 584.7026 | 8522.7667 | 3177.0479 |  | STD | New |  | 22.32 | KG | [6 empty] | SHOP | SKID GAS | 320335
PIPE, SEAMLESS, PE, SCH 160, B36.10, A106 Gr. B | ASTM A106 Gr. B |  |  |  | 1/2"-1-1/2" | PIPE, SEAMLESS | D | 1 1/2" | 1 1/2"-R-D-600-N |  | TYPE=PIPE |  | PL |  |  |  |  | mm | 48.26 | 1.5 | 1359.3426 | 9674.8267 | 3813.6549 |  | 10S | New |  | 7.25 | KG | [6 empty] | SHOP | SKID GAS | 320337
SOCKOLET, #3000, B16.11, A105 | ASME B16.11 |  |  |  | SOCKOLET | SOCKOLET | D | 4"x1/2" | 4"-PG-D-326-HT |  | TYPE=OLET,SKEY=THSW |  | BV | 0 |  |  |  | mm | 114.3 | 4 | 2382.6714 | 9533.0509 | 354.8352 | 3000 |  | New |  | 0.15 | KG | [6 empty] | SHOP | SKID GAS | 320345
PIPE, SEAMLESS, PE, SCH 160, B36.10, A106 Gr. B | ASTM A106 Gr. B |  |  |  | 1/2"-1-1/2" | PIPE, SEAMLESS | B | 1" | 1"-LIH-B-448-N |  | TYPE=PIPE |  | PL |  |  |  |  | mm | 33.401 | 1 | 212.3428 | 13079.92 | 214.5756 |  | 10S | New |  | 4.24 | KG | [6 empty] | SHOP | SKID GAS | 320348
CAP, BW, SCH 80, B16.9, A234 WPB | ASME B16.9 |  |  |  | CAP BW | CAP | D | 6" |  |  | TYPE=CAP,SKEY=KABW |  | BV | 0 |  |  |  | mm | 168.275 | 6 | 1359.3426 | 12425.2155 | 2113.0901 |  |  | Existing |  | 4 | KG | [6 empty] | SHOP | SKID GAS | 320349
PIPE, SEAMLESS, BE, SCH 80, B36.10, A106 Gr B | API 5L Gr. B |  |  |  | 3"-8" | PIPE, SEAMLESS | D | 4" | 4"-PG-D-306-N |  | TYPE=PIPE |  | PL |  |  |  |  | mm | 114.3 | 4 | 584.7026 | 8675.1667 | 3329.4479 |  | STD | New |  | 22.32 | KG | [6 empty] | SHOP | SKID GAS | 320351
PIPE, SEAMLESS, PE, SCH 160, B36.10, A106 Gr. B | ASTM A106 Gr. B |  |  |  | 1/2"-1-1/2" | PIPE, SEAMLESS | D | 1/2" | 1 1/2"-R-D-600-N |  | TYPE=PIPE |  | PL |  |  |  |  | mm | 21.336 | 0.5 | 1391.0926 | 10254.2267 | 4085.5749 |  | 10S | New |  | 1.95 | KG | [6 empty] | SHOP | SKID GAS | 320365
UNION, 3000#, NPT, MSS-SP-83, A105 | MSS-SP-83 |  |  |  | UNION, 1/2" ND, 3000 LB, FPT, MSS-SP-83 | UNION | A1A2 | 1/2" | 1/2"-PRW-A2-201-N |  | TYPE=UNION,SKEY=UNSC |  | THDF | 12.7 |  |  |  | mm | 21.336 | 0.5 | 397.9137 | 4822.8753 | 208.5431 | 3000 |  | New |  | 0.237 | KG | [6 empty] | SHOP | SKID GAS | 320372
PIPE, SEAMLESS, PE, SCH 160, B36.10, A106 Gr. B | ASTM A106 Gr. B |  |  |  | 1/2"-1-1/2" | PIPE, SEAMLESS | B | 1" | 1"-FG-B-319-N |  | TYPE=PIPE |  | PL |  |  |  |  | mm | 33.401 | 1 | 80.0028 | 3450.802 | 3410.1167 |  | 10S | New |  | 4.24 | KG | [6 empty] | SHOP | SKID GAS | 320381
FLANGE WN, RF, #600, SCH 80, B16.5, A105 | ASME B16.5 |  |  |  | FLANGE WN | FLANGE WN | D | 4" | 4"-PG-D-306-N |  | TYPE=FLANGE,SKEY=FLWN |  | FL |  | RF |  |  | mm | 114.3 | 4 | 584.7026 | 12060.0587 | 3329.4479 | 600 |  | Existing |  | 18.87 | KG | [6 empty] | SHOP | SKID GAS | 320389 |  | 1.75
UNION, 3000#, SW, MSS-SP-83, A105 | MSS-SP-83 |  |  |  | UNION | UNION | B | 1" | 1"-PG-B-317-N |  | TYPE=UNION,SKEY=UNSW |  | SW | 0.625 |  |  |  | mm | 33.401 | 1 | 583.91 | 28.594 | 214.5756 | 3000 |  | New |  | 0.78 | KG | [6 empty] | SHOP | SKID GAS | 320405
FLANGE WN, RF, #600, SCH 80, B16.5, A105 | ASME B16.5 |  |  |  | FLANGE WN | FLANGE WN | D | 4" | 4"-PG-D-326-HT |  | TYPE=FLANGE,SKEY=FLWN |  | FL |  | RF |  |  | mm | 114.3 | 4 | 2130.2714 | 8674.2003 | 354.8352 | 600 |  | New |  | 18.87 | KG | [6 empty] | SHOP | SKID GAS | 320407 |  | 1.75
PIPE, SEAMLESS, PE, SCH 160, B36.10, A106 Gr. B | ASTM A106 Gr. B |  |  |  | 1/2"-1-1/2" | PIPE, SEAMLESS | D | 1/2" | 1/2"-LIH-D-434-N |  | TYPE=PIPE |  | PL |  |  |  |  | mm | 21.336 | 0.5 | 1786.4829 | 4849.0747 | 327.7468 |  | 10S | New |  | 1.95 | KG | [6 empty] | SHOP | SKID GAS | 320413
UNION, SW, 3000#, MSS-SP-83, A105 | MSS-SP-83 |  |  |  | UNION | UNION | D | 1/2" | 1/2"-LIH-D-404-N |  | TYPE=UNION,SKEY=UNSW |  | SW | 0.5 |  |  |  | mm | 21.336 | 0.5 | 309.6838 | 13057.5647 | 214.5756 | 3000 |  | New |  | 0.35 | KG | [6 empty] | SHOP | SKID GAS | 320417
BALL VALVE, RF, #150, FB, FS, B16.10, A216 Gr. WCB | ASME B16.10 |  |  |  | BALL VALVE NPT | Ball Valve | B | 3" | 3"-R-B-602-N | Short Pattern | SKEY=VBFL,TYPE=VALVE |  | FL |  | RF |  |  | mm | 88.9 | 3 | 80.0028 | 9674.8267 | 3574.5433 | 150 |  | New |  | 25 | KG |  |  |  |  | ?-? |  | SHOP | SKID GAS | 320440 |  | 0.94
Control Valve, Globe, Short Pattern, 600 LB, FPT, ISA S75.12 | ISA S75.12 |  |  |  | CONTROL VALVE, GLOBE, SHORT PATTERN, 1/2" ND, 600 LB, FPT, ISA S75.12, 5 154/357" LG | Control Valve, Globe, Short Pattern | D | 1/2" | 1/2"-LIH-D-434-N | Short Pattern | TYPE=INSTRUMENT,SKEY=CVSC |  | THDF | 0.5337 |  |  |  | mm | 21.336 | 0.5 | 1770.7672 | 5579.3495 | 327.7468 | 600 |  | New | [7 empty] | ?-? |  | SHOP | SKID GAS | 320443
PIPE, SEAMLESS, BE, SCH 40, B36.10, A106 Gr. B | API 5L Gr. B |  |  |  | 2"-24" | PIPE, SEAMLESS | B | 2" | 1 1/2"-FG-B-309-N |  | TYPE=PIPE |  | PL |  |  |  |  | mm | 60.325 | 2 | 2236.0809 | 863.2913 | 3532.4687 |  | STD | New |  | 5.44 | KG | [6 empty] | SHOP | SKID GAS | 320450
PIPE, SEAMLESS, PE, SCH 160, B36.10, A106 Gr. B | ASTM A106 Gr. B |  |  |  | 1/2"-1-1/2" | PIPE, SEAMLESS | D | 1/2" | 1/2"-PRW-D-200-N |  | TYPE=PIPE |  | PL |  |  |  |  | mm | 21.336 | 0.5 | 247.4899 | 7887.7772 | 307.3387 |  | 10S | New |  | 1.95 | KG | [6 empty] | SHOP | SKID GAS | 320451
PIPE, SEAMLESS, BE, SCH 80, B36.10, A106 Gr B | API 5L Gr. B |  |  |  | 3"-8" | PIPE, SEAMLESS | D | 3" | 3"-MUL-D-015-N |  | TYPE=PIPE |  | PL |  |  |  |  | mm | 88.9 | 3 | 581.8232 | 4901.5584 | 2383.3962 |  | STD | New |  | 15.27 | KG | [6 empty] | SHOP | SKID GAS | 320453
FLANGE WN, #150, RF, SCH 40, B16.5, A105 | ASME B16.5 |  |  |  | FLANGE WN | FLANGE WN | B | 3" | 6"-R-B-617-N |  | TYPE=FLANGE,SKEY=FLWN |  | FL |  | RF |  |  | mm | 88.9 | 3 | 80.0028 | 9674.8267 | 3368.943 | 150 |  | New |  | 4.97 | KG | [6 empty] | SHOP | SKID GAS | 320455 |  | 0.94
UNION, SW, 3000#, MSS-SP-83, A105 | MSS-SP-83 |  |  |  | UNION | UNION | D | 1/2" | 1/2"-PRW-D-200-N |  | TYPE=UNION,SKEY=UNSW |  | SW | 0.5 |  |  |  | mm | 21.336 | 0.5 | 231.0443 | 7163.6686 | 307.3387 | 3000 |  | New |  | 0.35 | KG | [6 empty] | SHOP | SKID GAS | 320456
RED CONC, BW, SCH 80, B16.9, A234 WPB | ASME B16.9 |  |  |  | REDUCER CONC | REDUCER (CONC) | D | 3"x2" | 3-PG-B-333-N |  | TYPE=REDUCER-CONCENTRIC,SKEY=RCBW |  | BV | 0 |  |  |  | mm | 88.9 | 3 | 80.0028 | 12025.8605 | 3902.5282 |  |  | New |  | 1.36 | KG | [6 empty] | SHOP | SKID GAS | 320457
FLANGE WN, RF, #600, SCH 80, B16.5, A105 | ASME B16.5 |  |  |  | FLANGE WN | FLANGE WN | D | 2" | 2"-R-D-610-N |  | TYPE=FLANGE,SKEY=FLWN |  | FL |  | RF |  |  | mm | 60.325 | 2 | 1261.8645 | 2067.4101 | 3689.814 | 600 |  | New |  | 4.5 | KG | [6 empty] | SHOP | SKID GAS | 320469 |  | 1.25
PRESSURE RELIEF VALVE, PILOT OPERATED, F, RF, API 526 | API 526 |  |  |  | PRESSURE RELIEF VALVE, PILOT OPERATED, 1 1/2" F 2", 600-150 LB, RF, API 526 | Pressure Relief Valve, Pilot Operated | A3A2 | 1 1/2"x2" | 3"-R-B-601-N | F | TYPE=INSTRUMENT-ANGLE,SKEY=RAFL |  | FL |  | RF |  |  | mm | 48.26 | 1.5 | 1359.3426 | 10254.2267 | 4579.4785 | 600 |  | New |  | 30 | LB |  |  |  |  | ?-? |  | SHOP | SKID GAS | 320471 |  | 28.702
SOCKOLET, #3000, B16.11, A105 | ASME B16.11 |  |  |  | SOCKOLET | SOCKOLET | D | 4"x1" | 4"-PG-D-314-N |  | TYPE=OLET,SKEY=THSW |  | BV | 0 |  |  |  | mm | 114.3 | 4 | 1261.8645 | 348.4815 | 3101.6857 | 3000 |  | New |  | 0.27 | KG | [6 empty] | SHOP | SKID GAS | 320472
UNION, SW, 3000#, MSS-SP-83, A105 | MSS-SP-83 |  |  |  | UNION | UNION | D | 1/2" | 1/2"-LIH-D-409-N |  | TYPE=UNION,SKEY=UNSW |  | SW | 0.5 |  |  |  | mm | 21.336 | 0.5 | 1862.6724 | 1460.21 | 736.9597 | 3000 |  | New |  | 0.35 | KG | [6 empty] | SHOP | SKID GAS | 320478
ELL 90, SW, 3000#, B16.11, A105 | ASME B16.11 |  |  |  | ELL 90 SW | ELL 90 | D | 1/2" | 1/2"-PRW-D-200-N |  | TYPE=ELBOW,SKEY=ELSW |  | SW | 0.38 |  |  |  | mm | 21.336 | 0.5 | 231.7419 | 7887.7777 | 307.3387 | 3000 |  | New |  | 0.15 | KG | [6 empty] | SHOP | SKID GAS | 320499
HEX HEAD BUSHING, 3000#, B16.11, A105 | ASME B16.11 |  |  |  | HEX HEAD BUSHING, 1"X1/2" ND, MPTXFPT, ASME B16.11 | Hex Head Bushing | D | 1"x1/2" | 1/2"-LIH-D-404-N |  | TYPE=COUPLING,SKEY=COSC |  | THDM | 0 |  |  |  | mm | 33.401 | 1 | 1348.0086 | 13198.6808 | 514 |  |  | New |  | 0.15 | KG | [6 empty] | SHOP | SKID GAS | 320502
UNION, SW, 3000#, MSS-SP-83, A105 | MSS-SP-83 |  |  |  | UNION | UNION | D | 1/2" | 1/2"-LIH-D-409-N |  | TYPE=UNION,SKEY=UNSW |  | SW | 0.5 |  |  |  | mm | 21.336 | 0.5 | 1398.1882 | 249.3321 | 308.5429 | 3000 |  | New |  | 0.35 | KG | [6 empty] | SHOP | SKID GAS | 320506
PIPE, SEAMLESS, PE, SCH 160, B36.10, A106 Gr. B | ASTM A106 Gr. B |  |  |  | 1/2"-1-1/2" | PIPE, SEAMLESS | B | 1" | 1"-DO-B-505-N |  | TYPE=PIPE |  | PL |  |  |  |  | mm | 33.401 | 1 | 606.5497 | 5727.4457 | 214.5756 |  | 10S | New |  | 4.24 | KG | [6 empty] | SHOP | SKID GAS | 320516
PIPE, SEAMLESS, PE, SCH 160, B36.10, A106 Gr. B | ASTM A106 Gr. B |  |  |  | 1/2"-1-1/2" | PIPE, SEAMLESS | D | 1/2" | 1/2"-LIH-D-433-N |  | TYPE=PIPE |  | PL |  |  |  |  | mm | 21.336 | 0.5 | 584.5339 | 8900.3241 | 214.5756 |  | 10S | New |  | 1.95 | KG | [6 empty] | SHOP | SKID GAS | 320518
PIPE, SEAMLESS, PE, SCH 160, B36.10, A106 Gr. B | ASTM A106 Gr. B |  |  |  | 1/2"-1-1/2" | PIPE, SEAMLESS | B | 1" | 1"-LIH-B-448-N |  | TYPE=PIPE |  | PL |  |  |  |  | mm | 33.401 | 1 | 212.2469 | 10283.8459 | 214.5756 |  | 10S | New |  | 4.24 | KG | [6 empty] | SHOP | SKID GAS | 320526
PIPE, SEAMLESS, BE, SCH 80, B36.10, A106 Gr B | API 5L Gr. B |  |  |  | 3"-8" | PIPE, SEAMLESS | D | 3" | 3"-MUL-D-015-N |  | TYPE=PIPE |  | PL |  |  |  |  | mm | 88.9 | 3 | 581.9141 | 5015.8583 | 2269.0962 |  | STD | New |  | 15.27 | KG | [6 empty] | SHOP | SKID GAS | 320539
PIPE, SEAMLESS, PE, SCH 160, B36.10, A106 Gr. B | ASTM A106 Gr. B |  |  |  | 1/2"-1-1/2" | PIPE, SEAMLESS | D | 1/2" | 1/2"-DO-D-500-N |  | TYPE=PIPE |  | PL |  |  |  |  | mm | 21.336 | 0.5 | 1209.3459 | 10169.2915 | 214.5756 |  | 10S | New |  | 1.95 | KG | [6 empty] | SHOP | SKID GAS | 320541
PIPE, SEAMLESS, PE, SCH 160, B36.10, A106 Gr. B | ASTM A106 Gr. B |  |  |  | 1/2"-1-1/2" | PIPE, SEAMLESS | B | 1/2" | 1/2"-DO-B-504-N |  | TYPE=PIPE |  | PL |  |  |  |  | mm | 21.336 | 0.5 | 422.1763 | 3106.4716 | 328.8383 |  | 10S | New |  | 1.95 | KG | [6 empty] | SHOP | SKID GAS | 320552
PIPE, SEAMLESS, PE, SCH 160, B36.10, A106 Gr. B | ASTM A106 Gr. B |  |  |  | 1/2"-1-1/2" | PIPE, SEAMLESS | B | 1" | 1"-LIH-B-448-N |  | TYPE=PIPE |  | PL |  |  |  |  | mm | 33.401 | 1 | 211.9076 | 271.6915 | 214.5756 |  | 10S | New |  | 4.24 | KG | [6 empty] | SHOP | SKID GAS | 320558
FLOATING BALL VALVE, NPT, 2500#, A216 Gr WCB | ASME B16.10 |  |  |  | BALL VALVE, LONG PATTERN, 1/2" ND, 1500 LB, FPT, ASME B16.10, 2 9/50" LG | Ball Valve | D | 1/2" | 1/2"-DO-B-502-N | Long Pattern | SKEY=VBSC,TYPE=VALVE |  | THDF | 0.38 |  |  |  | mm | 21.336 | 0.5 | 582.6247 | 5855.7676 | 465.0536 | 1500 |  | New |  | 2.8 | KG |  |  |  |  | ?-? |  | SHOP | SKID GAS | 320571
UNION, 3000#, SW, MSS-SP-83, A105 | MSS-SP-83 |  |  |  | UNION | UNION | B | 1" | 1"-FG-B-319-N |  | TYPE=UNION,SKEY=UNSW |  | SW | 0.625 |  |  |  | mm | 33.401 | 1 | 1113.1311 | 3450.802 | 3532.4687 | 3000 |  | New |  | 0.78 | KG | [6 empty] | SHOP | SKID GAS | 320581
PLUG, HEX HEAD, NPT, 3000#, B16.11, A105 | ASME B16.11 |  |  |  | PLUG HEX MPT | Plug, Hex Head | B | 1/2" | 3"-R-B-601-N |  | TYPE=MISC-COMPONENT,SKEY=PL |  | THDM | 0 |  |  |  | mm | 22.352 | 0.5 | 650.839 | 10254.2267 | 4388.7815 |  |  | New |  | 0.07 | KG | [6 empty] | SHOP | SKID GAS | 320585
ELL 45, SW, 3000#, B16.11, A105 | ASME B16.11 |  |  |  | ELL 45 SW | ELL 45 | B | 1/2" | 1/2"-DO-B-503-N |  | TYPE=ELBOW,SKEY=ELSW |  | SW | 0.38 |  |  |  | mm | 21.336 | 0.5 | 788.4451 | 355.8083 | 120.1571 | 3000 |  | New |  | 0.13 | KG | [6 empty] | SHOP | SKID GAS | 320587
ELL 90 LR, BW, SCH 80, B16.9, A234 WPB | ASME B16.9 |  |  |  | ELL 90 LR | ELL 90 LR | D | 4" | 4"-PG-D-314-N |  | TYPE=ELBOW,SKEY=ELBW |  | BV | 0 |  |  |  | mm | 114.3 | 4 | 1261.8645 | 1460.21 | 4522.7209 |  |  | New |  | 5.4 | KG | [6 empty] | SHOP | SKID GAS | 320590
Control Valve, Globe, Short Pattern, 600 LB, FPT, ISA S75.12 | ISA S75.12 |  |  |  | CONTROL VALVE, GLOBE, SHORT PATTERN, 1/2" ND, 600 LB, FPT, ISA S75.12, 5 154/357" LG | Control Valve, Globe, Short Pattern | D | 1/2" | 1/2"-LIH-D-433-N | Short Pattern | TYPE=INSTRUMENT,SKEY=CVSC |  | THDF | 0.5337 |  |  |  | mm | 21.336 | 0.5 | 584.5339 | 8900.3241 | 214.5756 | 600 |  | New | [7 empty] | ?-? |  | SHOP | SKID GAS | 320595
PIPE, SEAMLESS, PE, SCH 160, B36.10, A106 Gr. B | ASTM A106 Gr. B |  |  |  | 1/2"-1-1/2" | PIPE, SEAMLESS | D | 1/2" | 1/2"-LIH-D-404-N |  | TYPE=PIPE |  | PL |  |  |  |  | mm | 21.336 | 0.5 | 436.7284 | 13057.5613 | 214.5757 |  | 10S | New |  | 1.95 | KG | [6 empty] | SHOP | SKID GAS | 320597
RED CONC, BW, SCH 80, B16.9, A234 WPB | ASME B16.9 |  |  |  | REDUCER CONC | REDUCER (CONC) | D | 4"x2" |  |  | TYPE=REDUCER-CONCENTRIC,SKEY=RCBW |  | BV | 0 |  |  |  | mm | 114.3 | 4 | 1359.3426 | 12039.5749 | 881.9962 |  |  | Existing |  | 2.27 | KG | [6 empty] | SHOP | SKID GAS | 320605
ELL 90, SW, 3000#, B16.11, A105 | ASME B16.11 |  |  |  | ELL 90 SW | ELL 90 | B | 1" | 1"-PG-B-317-N |  | TYPE=ELBOW,SKEY=ELSW |  | SW | 0.5 |  |  |  | mm | 33.401 | 1 | 1450.4817 | 2417.9441 | 214.5756 | 3000 |  | New |  | 0.38 | KG | [6 empty] | SHOP | SKID GAS | 320616
PIPE, SEAMLESS, PE, SCH 160, B36.10, A106 Gr. B | ASTM A106 Gr. B |  |  |  | 1/2"-1-1/2" | PIPE, SEAMLESS | B | 1/2" | 3"-R-B-602-N |  | TYPE=PIPE |  | PL |  |  |  |  | mm | 21.336 | 0.5 | 650.839 | 9674.8267 | 4519.1535 |  | 10S | New |  | 1.95 | KG | [6 empty] | SHOP | SKID GAS | 320618
FLANGE WN, RF, #600, SCH 80, B16.5, A105 | ASME B16.5 |  |  |  | FLANGE WN | FLANGE WN | D | 4" | 4"-PG-D-305-N |  | TYPE=FLANGE,SKEY=FLWN |  | FL |  | RF |  |  | mm | 114.3 | 4 | 584.7026 | 13175.2076 | 3902.5282 | 600 |  | New |  | 18.87 | KG | [6 empty] | SHOP | SKID GAS | 320633 |  | 1.75
PIPE, SEAMLESS, BE, SCH 80, B36.10, A106 Gr B | API 5L Gr. B |  |  |  | 3"-8" | PIPE, SEAMLESS | D | 4" | 4"-PG-D-305-N |  | TYPE=PIPE |  | PL |  |  |  |  | mm | 114.3 | 4 | 1206.9426 | 11116.5246 | 4977.3603 |  | STD | New |  | 22.32 | KG | [6 empty] | SHOP | SKID GAS | 320638
CHECK VALVE SWING, RF, #600, B16.10, A216 Gr WCB | ASME B16.10 |  |  |  | CHECK VALVE #600 | Check Valve | D | 4" | 4"-PG-D-306-N | Swing, Long Pattern | SKEY=CKFL,TYPE=VALVE |  | FL | 0 | RF |  |  | mm | 114.3 | 4 | 584.7026 | 8522.7667 | 1731.9833 | 600 |  | New |  | 122 | KG |  |  |  |  | ?-? |  | SHOP | SKID GAS | 320685 |  | 1.75
BALL VALVE, FLOATING, NPT, 800#, FB, FS, A216 Gr. WCB | ASME B16.10 |  |  |  | BALL VALVE, LONG PATTERN, 1/2" ND, 1500 LB, FPT, ASME B16.10, 2 9/50" LG | Ball Valve | B | 1/2" | 3"-R-B-601-N | Long Pattern | SKEY=VBSC,TYPE=VALVE |  | THDF | 0.38 |  |  |  | mm | 21.336 | 0.5 | 650.839 | 10254.2267 | 4444.1535 | 1500 |  | New |  |  | KG |  |  |  |  | ?-? |  | SHOP | SKID GAS | 320689
PIPE, SEAMLESS, PE, SCH 160, B36.10, A106 Gr. B | ASTM A106 Gr. B |  |  |  | 1/2"-1-1/2" | PIPE, SEAMLESS | D | 1/2" | 1/2"-LIH-D-433-N |  | TYPE=PIPE |  | PL |  |  |  |  | mm | 21.336 | 0.5 | 584.5012 | 8359.5148 | 214.5756 |  | 10S | New |  | 1.95 | KG | [6 empty] | SHOP | SKID GAS | 320690
PIPE, SEAMLESS, PE, SCH 160, B36.10, A106 Gr. B | ASTM A106 Gr. B |  |  |  | 1/2"-1-1/2" | PIPE, SEAMLESS | B | 1" | 1"-PG-B-317-N |  | TYPE=PIPE |  | PL |  |  |  |  | mm | 33.401 | 1 | 583.91 | 2221.9301 | 214.5756 |  | 10S | New |  | 4.24 | KG | [6 empty] | SHOP | SKID GAS | 320699
ELL 90, SW, 3000#, B16.11, A105 | ASME B16.11 |  |  |  | ELL 90 SW | ELL 90 | B | 1/2" | 1"-LIH-B-412-N |  | TYPE=ELBOW,SKEY=ELSW |  | SW | 0.38 |  |  |  | mm | 21.336 | 0.5 | 487.9616 | 4051.7165 | 209.3269 | 3000 |  | New |  | 0.15 | KG | [6 empty] | SHOP | SKID GAS | 320701
ELL 90, SW, 3000#, B16.11, A105 | ASME B16.11 |  |  |  | ELL 90 SW | ELL 90 | D | 1/2" | 4"-PG-D-326-HT |  | TYPE=ELBOW,SKEY=ELSW |  | SW | 0.38 |  |  |  | mm | 21.336 | 0.5 | 2130.2714 | 9304.5269 | 194.2372 | 3000 |  | New |  | 0.15 | KG | [6 empty] | SHOP | SKID GAS | 320707
UNION, SW, 3000#, MSS-SP-83, A105 | MSS-SP-83 |  |  |  | UNION | UNION | D | 1/2" | 1/2"-OD-B-501-N |  | TYPE=UNION,SKEY=UNSW |  | SW | 0.5 |  |  |  | mm | 21.336 | 0.5 | 1907.6619 | 7377.0317 | 214.5756 | 3000 |  | New |  | 0.35 | KG | [6 empty] | SHOP | SKID GAS | 320717
ELL 45, SW, 3000#, B16.11, A105 | ASME B16.11 |  |  |  | ELL 45 SW | ELL 45 | B | 1/2" | 1/2"-LIH-B-410-N |  | TYPE=ELBOW,SKEY=ELSW |  | SW | 0.38 |  |  |  | mm | 21.336 | 0.5 | 306.3261 | 249.3395 | 120.1571 | 3000 |  | New |  | 0.13 | KG | [6 empty] | SHOP | SKID GAS | 320727
ELL 45, SW, 3000#, B16.11, A105 | ASME B16.11 |  |  |  | ELL 45 SW | ELL 45 | B | 1/2" | 1/2"-DO-B-504-N |  | TYPE=ELBOW,SKEY=ELSW |  | SW | 0.38 |  |  |  | mm | 21.336 | 0.5 | 430.079 | 3106.4716 | 336.7409 | 3000 |  | New |  | 0.13 | KG | [6 empty] | SHOP | SKID GAS | 320736
Nozzle, threaded, ASME B16.11 | ASME B16.11 |  |  |  | Nozzle, threaded, 1" ND, ASME B16.11 | Nozzle, threaded |  | 1"x2" |  |  |  |  | THDF | 10.16 | RF |  |  | mm | 33.401 | 1 | 1759.2244 | 1460.21 | 827.7077 | 6000 | [9 empty] | N-3 |  | SHOP | SKID GAS | 320746
ELL 90, SW, 3000#, B16.11, A105 | ASME B16.11 |  |  |  | ELL 90 SW | ELL 90 | D | 1 1/2" | 1 1/2"-R-D-600-N |  | TYPE=ELBOW,SKEY=ELSW |  | SW | 0.5 |  |  |  | mm | 48.26 | 1.5 | 1359.3426 | 9964.5267 | 3366.9962 | 3000 |  | New |  | 0.96 | KG | [6 empty] | SHOP | SKID GAS | 320752
PIPE, SEAMLESS, PE, SCH 160, B36.10, A106 Gr. B | ASTM A106 Gr. B |  |  |  | 1/2"-1-1/2" | PIPE, SEAMLESS | D | 1/2" | 1/2"-DO-B-502-N |  | TYPE=PIPE |  | PL |  |  |  |  | mm | 21.336 | 0.5 | 582.9958 | 5855.7676 | 409.6829 |  | 10S | New |  | 1.95 | KG | [6 empty] | SHOP | SKID GAS | 320776
PIPE, SEAMLESS, PE, SCH 160, B36.10, A106 Gr. B | ASTM A106 Gr. B |  |  |  | 1/2"-1-1/2" | PIPE, SEAMLESS | D | 1/2" | 1/2"-LIH-D-409-N |  | TYPE=PIPE |  | PL |  |  |  |  | mm | 21.336 | 0.5 | 1161.6035 | 249.3403 | 308.5429 |  | 10S | New |  | 1.95 | KG | [6 empty] | SHOP | SKID GAS | 320781
FLOATING BALL VALVE, NPT, 2500#, A216 Gr WCB | ASME B16.10 |  |  |  | BALL VALVE, LONG PATTERN, 1/2" ND, 1500 LB, FPT, ASME B16.10, 2 9/50" LG | Ball Valve | D | 1/2" | 1/2"-DO-D-500-N | Long Pattern | SKEY=VBSC,TYPE=VALVE |  | THDF | 0.38 |  |  |  | mm | 21.336 | 0.5 | 1209.344 | 10113.9195 | 214.5756 | 1500 |  | New |  | 2.8 | KG |  |  |  |  | ?-? |  | SHOP | SKID GAS | 320783
Nozzle, threaded, ASME B16.11 | ASME B16.11 |  |  |  | Nozzle, threaded, 2" ND, ASME B16.11 | Nozzle, threaded |  | 2"x4" |  |  |  |  | THDF | 11.0744 | RF |  |  | mm | 60.325 | 2 | 582.582 | 5855.7676 | 734.383 | 6000 | [9 empty] | N-2_322723? |  | SHOP | SKID GAS | 320790
ELL 90, SW, 3000#, B16.11, A105 | ASME B16.11 |  |  |  | ELL 90 SW | ELL 90 | B | 1" | 1"-FG-B-319-N |  | TYPE=ELBOW,SKEY=ELSW |  | SW | 0.5 |  |  |  | mm | 33.401 | 1 | 80.0028 | 3450.802 | 3532.4687 | 3000 |  | New |  | 0.38 | KG | [6 empty] | SHOP | SKID GAS | 320805
RED CONC, BW, SCH 160, B16.9, A234 WPB | ASME B16.9 |  |  |  | REDUCER (CONC), 2"X1 1/2" ND, BW, ASME B16.9 | REDUCER (CONC) | B | 2"x1 1/2" | 1 1/2"-FG-B-309-N |  | TYPE=REDUCER-CONCENTRIC,SKEY=RCBW |  | BV | 0 |  |  |  | mm | 60.325 | 2 | 2236.0809 | 1441.717 | 3532.4687 |  |  | New |  | 0.84 | KG | [6 empty] | SHOP | SKID GAS | 320820
Control Valve, Globe, 600 LB, RF, ISA S75.03 | ISA S75.03 |  |  |  | CONTROL VALVE, GLOBE, 4" ND, 600 LB, RF, ISA S75.03, 15 1/2" LG | Control Valve, Globe | D | 4" | 4"-PG-D-326-HT |  | TYPE=INSTRUMENT,SKEY=CVFL |  | FL |  | RF |  |  | mm | 114.3 | 4 | 2130.2714 | 8676.6006 | 354.8352 | 600 |  | New | [7 empty] | ?-? |  | SHOP | SKID GAS | 320847 |  | 1.75
ELL 90, 3000#, NPT, B16.11, A-105 | ASME B16.11 |  |  |  | ELL 90, 1/2" ND, 3000 LB, FPT, ASME B16.11 | ELL 90 | A1A2 | 1/2" | 1/2"-PRW-A2-201-N |  | TYPE=ELBOW,SKEY=ELSC |  | THDF | 13.556 |  |  |  | mm | 21.336 | 0.5 | 397.9137 | 5637.4457 | 208.5431 | 3000 |  | New |  | 0.19 | KG | [6 empty] | SHOP | SKID GAS | 320855
ELL 90, SW, 3000#, B16.11, A105 | ASME B16.11 |  |  |  | ELL 90 SW | ELL 90 | B | 1" | 1"-PG-B-316-N |  | TYPE=ELBOW,SKEY=ELSW |  | SW | 0.5 |  |  |  | mm | 33.401 | 1 | 2236.0809 | 2417.9441 | 3101.6857 | 3000 |  | New |  | 0.38 | KG | [6 empty] | SHOP | SKID GAS | 320881
UNION, 3000#, SW, MSS-SP-83, A105 | MSS-SP-83 |  |  |  | UNION | UNION | B | 1/2" | 1/2"-LIH-D-433-N |  | TYPE=UNION,SKEY=UNSW |  | SW | 0.5 |  |  |  | mm | 21.336 | 0.5 | 333.1786 | 8991.0806 | 214.5756 | 3000 |  | New |  | 0.35 | KG | [6 empty] | SHOP | SKID GAS | 320882
Nozzle, flanged, RF, 600, ASME B16.5 | ASME B16.5 |  |  |  | Nozzle, flanged, 4" ND, RF, 600, ASME B16.5 | Nozzle, flanged |  | 4" |  |  |  |  | FL |  | RF |  |  | mm | 114.3 | 4 | 1359.3426 | 11929.2246 | 881.9962 | 600 | [9 empty] | N-3 |  | SHOP | SKID GAS | 320889 |  | 44.45
PIPE, SEAMLESS, PE, SCH 160, B36.10, A106 Gr. B | ASTM A106 Gr. B |  |  |  | 1/2"-1-1/2" | PIPE, SEAMLESS | D | 1/2" | 1/2"-PRW-D-200-N |  | TYPE=PIPE |  | PL |  |  |  |  | mm | 21.336 | 0.5 | 231.0418 | 7238.6686 | 307.3387 |  | 10S | New |  | 1.95 | KG | [6 empty] | SHOP | SKID GAS | 320892
PIPE, SEAMLESS, PE, SCH 160, B36.10, A106 Gr. B | ASTM A106 Gr. B |  |  |  | 1/2"-1-1/2" | PIPE, SEAMLESS | B | 1/2" | 1/2"-DO-B-503-N |  | TYPE=PIPE |  | PL |  |  |  |  | mm | 21.336 | 0.5 | 413.5083 | 355.8032 | 120.1571 |  | 10S | New |  | 1.95 | KG | [6 empty] | SHOP | SKID GAS | 320894
PIPE, SEAMLESS, BE, SCH 80, B36.10, A106 Gr B | API 5L Gr. B |  |  |  | 3"-8" | PIPE, SEAMLESS | D | 4" | 4"-PG-D-326-HT |  | TYPE=PIPE |  | PL |  |  |  |  | mm | 114.3 | 4 | 2130.2714 | 9428.4029 | 354.8352 |  | STD | New |  | 22.32 | KG | [6 empty] | SHOP | SKID GAS | 320898
FLANGE BLIND, RF, #600, B16.5, A105 | ASME B16.5 |  |  |  | FLANGE BLIND | FLANGE BLIND | D | 2" |  |  | TYPE=FLANGE-BLIND,SKEY=FLBL |  | FL |  | RF |  |  | mm | 60.325 | 2 | 1261.8645 | 2072.2102 | 2457.7077 | 600 |  | New |  | 4.6 | KG | [6 empty] | SHOP | SKID GAS | 320899 |  | 1.25
ELL 90, SW, 3000#, B16.11, A105 | ASME B16.11 |  |  |  | ELL 90 SW | ELL 90 | D | 1/2" | 1/2"-LIH-D-433-N |  | TYPE=ELBOW,SKEY=ELSW |  | SW | 0.38 |  |  |  | mm | 21.336 | 0.5 | 584.4981 | 8268.7668 | 214.5756 | 3000 |  | New |  | 0.15 | KG | [6 empty] | SHOP | SKID GAS | 320904
TEE RED, BW, SCH 80, B16.9, A234 WPB | ASME B16.9 |  |  | TEE RED BW | TEE (RED), 4"X2" ND, BW, ASME B16.9 | Tee (red) | D | 4"x2" | 4"-PG-D-305-N |  | TYPE=TEE,SKEY=TEBW |  | BV | 0 |  |  |  | mm | 114.3 | 4 | 584.7026 | 12960.2093 | 3902.5282 |  |  | New |  | 7 | KG | [6 empty] | SHOP | SKID GAS | 320906
ELL 90 LR, BW, SCH 80, B16.9, A234 WPB | ASME B16.9 |  |  |  | ELL 90 LR | ELL 90 LR | D | 3" | 3"-MUL-D-015-N |  | TYPE=ELBOW,SKEY=ELBW |  | BV | 0 |  |  |  | mm | 88.9 | 3 | 581.9141 | 5015.8583 | 2383.3962 |  |  | New |  | 2.75 | KG | [6 empty] | SHOP | SKID GAS | 320907
CHECK VALVE, NPT, SPRING LOADED BALL B16.10, A105 | ASME B16.10 |  |  |  | CHECK VALVE, SWING, FULL PORT, 1/2" ND, 800 LB, FPT, ASME B16.10, 2 27/50" LG | Check Valve | D | 1/2" | 1/2"-LIH-D-409-N | Swing, Full Port | TYPE=VALVE,SKEY=CKSC |  | THDF | 0.5 |  |  |  | mm | 21.336 | 0.5 | 1862.6724 | 511.0741 | 308.5431 | 800 |  | New |  | 1.4 | KG |  |  |  |  | ?-? |  | SHOP | SKID GAS | 320909
TEE, SW, 3000 #, B16.11, A105 | ASME B16.11 |  |  |  | TEE RED SW | Tee | D | 1 1/2" | 1 1/2"-R-D-600-N |  | TYPE=TEE,SKEY=TESW |  | SW | 0.5 |  |  |  | mm | 48.26 | 1.5 | 1359.3426 | 9964.5267 | 3631.9049 | 3000 |  | New |  |  | KG | [6 empty] | SHOP | SKID GAS | 320932
ELL 90 LR, BW, SCH 80, B16.9, A234 WPB | ASME B16.9 |  |  |  | ELL 90 LR | ELL 90 LR | D | 4" | 4"-PG-D-314-N |  | TYPE=ELBOW,SKEY=ELBW |  | BV | 0 |  |  |  | mm | 114.3 | 4 | 1261.8645 | 893.8213 | 3101.6857 |  |  | New |  | 5.4 | KG | [6 empty] | SHOP | SKID GAS | 320970
ELL 90 LR, BW, SCH 80, B16.9, A234 WPB | ASME B16.9 |  |  |  | ELL 90 LR | ELL 90 LR | D | 4" | 4"-PG-D-312-N |  | TYPE=ELBOW,SKEY=ELBW |  | BV | 0 |  |  |  | mm | 114.3 | 4 | 3010.8839 | 1460.21 | 2157.0313 |  |  | New |  | 5.4 | KG | [6 empty] | SHOP | SKID GAS | 320987
PIPE, SEAMLESS, PE, SCH 160, B36.10, A106 Gr. B | ASTM A106 Gr. B |  |  |  | 1/2"-1-1/2" | PIPE, SEAMLESS | D | 1 1/2" | 1 1/2"-R-D-600-N |  | TYPE=PIPE |  | PL |  |  |  |  | mm | 48.26 | 1.5 | 1359.3426 | 10254.2267 | 4053.8249 |  | 10S | New |  | 7.25 | KG | [6 empty] | SHOP | SKID GAS | 320996
FLANGE WN, RF, #600, SCH 80, B16.5, A105 | ASME B16.5 |  |  |  | FLANGE WN | FLANGE WN | D | 4" |  |  | TYPE=FLANGE,SKEY=FLWN |  | FL |  | RF |  |  | mm | 114.3 | 4 | 1359.3426 | 11931.6249 | 881.9962 | 600 |  | Existing |  | 18.87 | KG | [6 empty] | SHOP | SKID GAS | 320997 |  | 1.75
ELL 90, SW, 3000#, B16.11, A105 | ASME B16.11 |  |  |  | ELL 90 SW | ELL 90 | D | 1/2" | 1/2"-PRW-D-200-N |  | TYPE=ELBOW,SKEY=ELSW |  | SW | 0.38 |  |  |  | mm | 21.336 | 0.5 | 584.1977 | 7887.7656 | 307.3387 | 3000 |  | New |  | 0.15 | KG | [6 empty] | SHOP | SKID GAS | 321015
FLOATING BALL VALVE, NPT, 2500#, A216 Gr WCB | ASME B16.10 |  |  |  | BALL VALVE, LONG PATTERN, 1/2" ND, 1500 LB, FPT, ASME B16.10, 2 9/50" LG | Ball Valve | D | 1/2" | 1 1/2"-R-D-600-N | Long Pattern | SKEY=VBSC,TYPE=VALVE |  | THDF | 0.38 |  |  |  | mm | 21.336 | 0.5 | 1466.0926 | 10254.2267 | 4085.5749 | 1500 |  | New |  | 2.8 | KG |  |  |  |  | ?-? |  | SHOP | SKID GAS | 321023
FLANGE WN, RF, #600, SCH 80, B16.5, A105 | ASME B16.5 |  |  |  | FLANGE WN | FLANGE WN | D | 4" | 4"-PG-D-326-HT |  | TYPE=FLANGE,SKEY=FLWN |  | FL |  | RF |  |  | mm | 114.3 | 4 | 2130.2714 | 9072.7009 | 354.8352 | 600 |  | New |  | 18.87 | KG | [6 empty] | SHOP | SKID GAS | 321037 |  | 1.75
PIPE, SEAMLESS, PE, SCH 160, B36.10, A106 Gr. B | ASTM A106 Gr. B |  |  |  | 1/2"-1-1/2" | PIPE, SEAMLESS | D | 1 1/2" | 1 1/2"-R-D-600-N |  | TYPE=PIPE |  | PL |  |  |  |  | mm | 48.26 | 1.5 | 1359.3426 | 9964.5267 | 3600.1549 |  | 10S | New |  | 7.25 | KG | [6 empty] | SHOP | SKID GAS | 321041
PIPE, SEAMLESS, PE, SCH 160, B36.10, A106 Gr. B | ASTM A106 Gr. B |  |  |  | 1/2"-1-1/2" | PIPE, SEAMLESS | D | 1/2" | 1/2"-LIH-D-404-N |  | TYPE=PIPE |  | PL |  |  |  |  | mm | 21.336 | 0.5 | 1339.0283 | 13189.7005 | 514 |  | 10S | New |  | 1.95 | KG | [6 empty] | SHOP | SKID GAS | 321043
UNION, 3000#, SW, MSS-SP-83, A105 | MSS-SP-83 |  |  |  | UNION | UNION | B | 1/2" | 1/2"-DO-B-507-N |  | TYPE=UNION,SKEY=UNSW |  | SW | 0.5 |  |  |  | mm | 21.336 | 0.5 | 1209.3413 | 10034.7701 | 214.5756 | 3000 |  | New |  | 0.35 | KG | [6 empty] | SHOP | SKID GAS | 321054
PRESSURE RELIEF VALVE, PILOT OPERATED, G, RF, API 526 | API 526 |  |  |  | PRESSURE RELIEF VALVE, PILOT OPERATED, 2" G 3", 600-150 LB, RF, API 526 | Pressure Relief Valve, Pilot Operated | A3A2 | 2"x3" | 2"-R-D-610-N | G | TYPE=INSTRUMENT-ANGLE,SKEY=RAFL |  | FL |  | RF |  |  | mm | 60.325 | 2 | 1261.8645 | 2067.4101 | 3841.4393 | 600 |  | New |  | 62 | LB |  |  |  |  | ?-? |  | SHOP | SKID GAS | 321065 |  | 31.75
PIPE, SEAMLESS, PE, SCH 160, B36.10, A106 Gr. B | ASTM A106 Gr. B |  |  |  | 1/2"-1-1/2" | PIPE, SEAMLESS | B | 1 1/2" | 1 1/2"-FG-B-309-N |  | TYPE=PIPE |  | PL |  |  |  |  | mm | 48.26 | 1.5 | 2236.0809 | 586.417 | 3532.4687 |  | 10S | New |  | 7.25 | KG | [6 empty] | SHOP | SKID GAS | 321072
PIPE, SEAMLESS, BE, SCH 40, B36.10, A106 Gr. B | API 5L Gr. B |  |  |  | 2"-24" | PIPE, SEAMLESS | B | 3" | 3"-R-B-601-N |  | TYPE=PIPE |  | PL |  |  |  |  | mm | 88.9 | 3 | 80.0028 | 10254.2267 | 4301.6022 |  | STD | New |  | 11.29 | KG | [6 empty] | SHOP | SKID GAS | 321083
UNION, 3000#, SW, MSS-SP-83, A105 | MSS-SP-83 |  |  |  | UNION | UNION | B | 1" | 1"-LIH-B-412-N |  | TYPE=UNION,SKEY=UNSW |  | SW | 0.625 |  |  |  | mm | 33.401 | 1 | 487.9072 | 37.9626 | 208.5431 | 3000 |  | New |  | 0.78 | KG | [6 empty] | SHOP | SKID GAS | 321101
ELL 45, SW, 3000#, B16.11, A105 | ASME B16.11 |  |  |  | ELL 45 SW | ELL 45 | B | 1/2" | 1/2"-LIH-B-407-N |  | TYPE=ELBOW,SKEY=ELSW |  | SW | 0.38 |  |  |  | mm | 21.336 | 0.5 | 306.5301 | 5979.0634 | 120.1571 | 3000 |  | New |  | 0.13 | KG | [6 empty] | SHOP | SKID GAS | 321118
PLUG, HEX HEAD, NPT, 3000#, B16.11, A105 | ASME B16.11 |  |  |  | PLUG HEX MPT | Plug, Hex Head | D | 1/2" | 4"-PG-D-312-N |  | TYPE=MISC-COMPONENT,SKEY=PL |  | THDM | 0 |  |  |  | mm | 22.352 | 0.5 | 3010.8839 | 10518.6417 | 1953.6343 |  |  | New |  | 0.07 | KG | [6 empty] | SHOP | SKID GAS | 321120
PIPE, SEAMLESS, PE, SCH 160, B36.10, A106 Gr. B | ASTM A106 Gr. B |  |  |  | 1/2"-1-1/2" | PIPE, SEAMLESS | B | 1/2" | 1/2"-DO-B-503-N |  | TYPE=PIPE |  | PL |  |  |  |  | mm | 21.336 | 0.5 | 323.719 | 355.8032 | 198.7704 |  | 10S | New |  | 1.95 | KG | [6 empty] | SHOP | SKID GAS | 321136
ELL 90, SW, 3000#, B16.11, A105 | ASME B16.11 |  |  |  | ELL 90 SW | ELL 90 | B | 1/2" | 1/2"-DO-B-502-N |  | TYPE=ELBOW,SKEY=ELSW |  | SW | 0.38 |  |  |  | mm | 21.336 | 0.5 | 584.1977 | 5855.7676 | 214.5756 | 3000 |  | New |  | 0.15 | KG | [6 empty] | SHOP | SKID GAS | 321161
PIPE, SEAMLESS, PE, SCH 160, B36.10, A106 Gr. B | ASTM A106 Gr. B |  |  |  | 1/2"-1-1/2" | PIPE, SEAMLESS | D | 1/2" | 1/2"-PRW-D-200-N |  | TYPE=PIPE |  | PL |  |  |  |  | mm | 21.336 | 0.5 | 584.1977 | 7887.7669 | 609.5609 |  | 10S | New |  | 1.95 | KG | [6 empty] | SHOP | SKID GAS | 321168
TEE RED, SW, 3000#, B16.11, A105 | ASME B16.11 |  |  |  | TEE RED SW | Tee (red) | B | 1"x1/2"x1" | 1"-LIH-B-448-N |  | TYPE=TEE,SKEY=TESW |  | SW | 0.5 |  |  |  | mm | 33.401 | 1 | 212.342 | 13057.568 | 214.5756 | 3000 |  | New |  | 0.53 | KG | [6 empty] | SHOP | SKID GAS | 321172
ELL 90 LR, BW, SCH 80, B16.9, A234 WPB | ASME B16.9 |  |  |  | ELL 90 LR | ELL 90 LR | D | 3" | 3"-MUL-D-013-N |  | TYPE=ELBOW,SKEY=ELBW |  | BV | 0 |  |  |  | mm | 88.9 | 3 | 1359.3426 | 10029.8982 | 2383.3962 |  |  | New |  | 2.75 | KG | [6 empty] | SHOP | SKID GAS | 321182
ELL 90 LR, BW, SCH 80, B16.9, A234 WPB | ASME B16.9 |  |  |  | ELL 90 LR | ELL 90 LR | D | 4" | 4"-PG-D-305-N |  | TYPE=ELBOW,SKEY=ELBW |  | BV | 0 |  |  |  | mm | 114.3 | 4 | 1359.3426 | 11116.5246 | 4977.3603 |  |  | New |  | 5.4 | KG | [6 empty] | SHOP | SKID GAS | 321183
FLANGE WN, RF, #600, SCH 80, B16.5, A105 | ASME B16.5 |  |  |  | FLANGE WN | FLANGE WN | D | 4" | 4"-PG-D-305-N |  | TYPE=FLANGE,SKEY=FLWN |  | FL |  | RF |  |  | mm | 114.3 | 4 | 584.7026 | 13172.8073 | 3902.5282 | 600 |  | New |  | 18.87 | KG | [6 empty] | SHOP | SKID GAS | 321186 |  | 1.75
FLOATING BALL VALVE, NPT, 2500#, A216 Gr WCB | ASME B16.10 |  |  |  | BALL VALVE, LONG PATTERN, 1/2" ND, 1500 LB, FPT, ASME B16.10, 2 9/50" LG | Ball Valve | D | 1/2" | 1/2"-DO-B-503-N | Long Pattern | SKEY=VBSC,TYPE=VALVE |  | THDF | 0.38 |  |  |  | mm | 21.336 | 0.5 | 1161.6035 | 355.8063 | 308.5429 | 1500 |  | New |  | 2.8 | KG |  |  |  |  | ?-? |  | SHOP | SKID GAS | 321189
UNION, SW, 3000#, MSS-SP-83, A105 | MSS-SP-83 |  |  |  | UNION | UNION | D | 1/2" | 1/2"-LIH-D-433-N |  | TYPE=UNION,SKEY=UNSW |  | SW | 0.5 |  |  |  | mm | 21.336 | 0.5 | 584.5006 | 8268.7668 | 633.1575 | 3000 |  | New |  | 0.35 | KG | [6 empty] | SHOP | SKID GAS | 321197
BALL VALVE, RF, #600, FB, FS, B16.10, A216 Gr WCB | ASME B16.10 |  |  |  | BALL VALVE #600 RF | Ball Valve | D | 3" | 3"-MUL-D-013-N | Long Pattern | SKEY=VBFL,TYPE=VALVE |  | FL | 0 | RF |  |  | mm | 88.9 | 3 | 294.4399 | 355.6 | 2383.3962 | 600 |  | New |  | 36 | KG |  |  |  |  | ?-? |  | SHOP | SKID GAS | 321215 |  | 1.5
WELDOLET, BW, 80, MSS-SP-97, A105 | MSS-SP-97 |  |  |  | WELDOLET | WELDOLET | D | 6"x2" |  |  | TYPE=OLET,SKEY=WTBW |  | BV | 0 |  |  |  | mm | 168.275 | 6 | 1359.3426 | 12425.2155 | 881.9962 |  |  | Existing |  | 0.79 | KG | [6 empty] | SHOP | SKID GAS | 321219
TEE, SW, 3000#, B16.11, A105 | ASME B16.11 |  |  |  | TEE RED SW | Tee | B | 1" | 1"-PG-B-317-N |  | TYPE=TEE,SKEY=TESW |  | SW | 0.5 |  |  |  | mm | 33.401 | 1 | 1450.4817 | 2417.9441 | 2060.9962 | 3000 |  | New |  |  | KG | [6 empty] | SHOP | SKID GAS | 321223
PIPE, SCH 80, PE, B36.1, A-106 GR.B | ASTM A106 |  |  |  | PIPE, SEAMLESS, 80, 1/2" ND, PE, ASTM A106 | PIPE, SEAMLESS | A1A2 | 1/2" | 1/2"-PRW-A2-201-N |  | TYPE=PIPE |  | PL |  |  |  |  | mm | 21.336 | 0.5 | 397.9137 | 4846.6853 | 208.5431 |  | 80 | New |  |  | KG | [6 empty] | SHOP | SKID GAS | 321227
PLUG, HEX HEAD, NPT, 3000#, B16.11, A105 | ASME B16.11 |  |  |  | PLUG HEX MPT | Plug, Hex Head | D | 1" |  |  | TYPE=MISC-COMPONENT,SKEY=PL |  | THDM | 0 |  |  |  | mm | 35.052 | 1 | 1359.3426 | 12425.2155 | 300.5767 |  |  | New |  | 0.21 | KG | [6 empty] | SHOP | SKID GAS | 321239
FLANGE WN, #150, RF, SCH 40, B16.5, A105 | ASME B16.5 |  |  |  | FLANGE WN | FLANGE WN | B | 2" | 2"-R-B-613-N |  | TYPE=FLANGE,SKEY=FLWN |  | FL |  | RF |  |  | mm | 60.325 | 2 | 1450.4817 | 2863.4494 | 3404.6428 | 150 |  | New |  | 2.55 | KG | [6 empty] | SHOP | SKID GAS | 321246 |  | 0.75
ELL 90, SW, 3000#, B16.11, A105 | ASME B16.11 |  |  |  | ELL 90 SW | ELL 90 | D | 1/2" | 1/2"-LIH-D-409-N |  | TYPE=ELBOW,SKEY=ELSW |  | SW | 0.38 |  |  |  | mm | 21.336 | 0.5 | 1862.6724 | 1460.21 | 827.7077 | 3000 |  | New |  | 0.15 | KG | [6 empty] | SHOP | SKID GAS | 321249
ELL 45, SW, 3000#, B16.11, A105 | ASME B16.11 |  |  |  | ELL 45 SW | ELL 45 | B | 1/2" | 1/2"-DO-B-503-N |  | TYPE=ELBOW,SKEY=ELSW |  | SW | 0.38 |  |  |  | mm | 21.336 | 0.5 | 402.3323 | 355.8032 | 120.1571 | 3000 |  | New |  | 0.13 | KG | [6 empty] | SHOP | SKID GAS | 321254
ELL 90, SW, 3000#, B16.11, A105 | ASME B16.11 |  |  |  | ELL 90 SW | ELL 90 | D | 1/2" | 1/2"-LIH-D-400-N |  | TYPE=ELBOW,SKEY=ELSW |  | SW | 0.38 |  |  |  | mm | 21.336 | 0.5 | 1359.3426 | 10261.4546 | 811.9962 | 3000 |  | New |  | 0.15 | KG | [6 empty] | SHOP | SKID GAS | 321260
UNION, 3000#, SW, MSS-SP-83, A105 | MSS-SP-83 |  |  |  | UNION | UNION | B | 1" | 1"-LIH-B-448-N |  | TYPE=UNION,SKEY=UNSW |  | SW | 0.625 |  |  |  | mm | 33.401 | 1 | 211.9076 | 26.9875 | 214.5756 | 3000 |  | New |  | 0.78 | KG | [6 empty] | SHOP | SKID GAS | 321270
PIPE, SEAMLESS, PE, SCH 160, B36.10, A106 Gr. B | ASTM A106 Gr. B |  |  |  | 1/2"-1-1/2" | PIPE, SEAMLESS | B | 1" | 1"-LIH-B-448-N |  | TYPE=PIPE |  | PL |  |  |  |  | mm | 33.401 | 1 | 211.9076 | 226.9875 | 214.5756 |  | 10S | New |  | 4.24 | KG | [6 empty] | SHOP | SKID GAS | 321273
FLOATING BALL VALVE, NPT, 2500#, A216 Gr WCB | ASME B16.10 |  |  |  | BALL VALVE, LONG PATTERN, 1/2" ND, 1500 LB, FPT, ASME B16.10, 2 9/50" LG | Ball Valve | D | 1/2" | 1 1/2"-R-D-600-N | Long Pattern | SKEY=VBSC,TYPE=VALVE |  | THDF | 0.38 |  |  |  | mm | 21.336 | 0.5 | 1466.0926 | 9674.8267 | 4085.5749 | 1500 |  | New |  | 2.8 | KG |  |  |  |  | ?-? |  | SHOP | SKID GAS | 321275
PIPE, SEAMLESS, PE, SCH 160, B36.10, A106 Gr. B | ASTM A106 Gr. B |  |  |  | 1/2"-1-1/2" | PIPE, SEAMLESS | B | 1/2" | 1/2"-LIH-B-410-N |  | TYPE=PIPE |  | PL |  |  |  |  | mm | 21.336 | 0.5 | 227.7128 | 249.3395 | 198.7704 |  | 10S | New |  | 1.95 | KG | [6 empty] | SHOP | SKID GAS | 321297
Nozzle, threaded, ASME B16.11 | ASME B16.11 |  |  |  | Nozzle, threaded, 2" ND, ASME B16.11 | Nozzle, threaded |  | 2"x4" |  |  |  |  | THDF | 11.0744 | RF |  |  | mm | 60.325 | 2 | 1359.3426 | 10477.0247 | 811.9962 | 6000 | [9 empty] | N-6 |  | SHOP | SKID GAS | 321311
PIPE, SEAMLESS, PE, SCH 160, B36.10, A106 Gr. B | ASTM A106 Gr. B |  |  |  | 1/2"-1-1/2" | PIPE, SEAMLESS | D | 1 1/2" | 1 1/2"-R-D-600-N |  | TYPE=PIPE |  | PL |  |  |  |  | mm | 48.26 | 1.5 | 1359.3426 | 10463.4992 | 3366.9962 |  | 10S | New |  | 7.25 | KG | [6 empty] | SHOP | SKID GAS | 321312
WELDOLET, BW, 80, MSS-SP-97, A105 | MSS-SP-97 |  |  |  | WELDOLET | WELDOLET | D | 8"x3" | 3"-MUL-D-013-N |  | TYPE=OLET,SKEY=WTBW |  | BV | 0 |  |  |  | mm | 219.075 | 8 | 1359.3426 | 10298.1857 | 2611.9962 |  |  | New |  | 1.86 | KG | [6 empty] | SHOP | SKID GAS | 321341
PIPE, SEAMLESS, PE, SCH 160, B36.10, A106 Gr. B | ASTM A106 Gr. B |  |  |  | 1/2"-1-1/2" | PIPE, SEAMLESS | B | 1" | 1"-DO-B-505-N |  | TYPE=PIPE |  | PL |  |  |  |  | mm | 33.401 | 1 | 1209.2584 | 7354.6797 | 214.5756 |  | 10S | New |  | 4.24 | KG | [6 empty] | SHOP | SKID GAS | 321405
FLOATING BALL VALVE, NPT, 2500#, A216 Gr WCB | ASME B16.10 |  |  |  | BALL VALVE, LONG PATTERN, 1/2" ND, 1500 LB, FPT, ASME B16.10, 2 9/50" LG | Ball Valve | D | 1/2" | 1/2"-LIH-D-404-N | Long Pattern | SKEY=VBSC,TYPE=VALVE |  | THDF | 0.38 |  |  |  | mm | 21.336 | 0.5 | 511.7284 | 13057.5613 | 214.5757 | 1500 |  | New |  | 2.8 | KG |  |  |  |  | ?-? |  | SHOP | SKID GAS | 321430
Nozzle, threaded, ASME B16.11 | ASME B16.11 |  |  |  | Nozzle, threaded, 3/4" ND, ASME B16.11 | Nozzle, threaded |  | 3/4" |  |  |  |  | THDF | 8.6106 | RF |  |  | mm | 26.67 | 0.75 | 995.5004 | 8268.44 | 1145.383 | 6000 | [9 empty] | N-2_322723? |  | SHOP | SKID GAS | 321435
UNION, 3000#, SW, MSS-SP-83, A105 | MSS-SP-83 |  |  |  | UNION | UNION | B | 1" | 1"-FG-B-319-N |  | TYPE=UNION,SKEY=UNSW |  | SW | 0.625 |  |  |  | mm | 33.401 | 1 | 80.0028 | 3450.802 | 3410.1167 | 3000 |  | New |  | 0.78 | KG | [6 empty] | SHOP | SKID GAS | 321450
ORIFICE PLATE, # 150, RF, ASME B16.48 | ASME B16.48 |  |  |  | ORIFICE PLATE, 2", 150#, RF, 2 15/16" LG, ASME B16.48 | Orifice Plate | A1A2 | 2" | 1 1/2"-FG-B-309-N |  | TYPE=INSTRUMENT,SKEY=OP |  | WF | 0 | RF |  |  | mm | 60.325 | 2 | 2236.0809 | 929.9663 | 3532.4687 | 150 |  | New |  | 0.6 | LB | [6 empty] | SHOP | SKID GAS | 321460
PIPE, SEAMLESS, PE, SCH 160, B36.10, A106 Gr. B | ASTM A106 Gr. B |  |  |  | 1/2"-1-1/2" | PIPE, SEAMLESS | B | 1/2" | 1/2"-LIH-B-407-N |  | TYPE=PIPE |  | PL |  |  |  |  | mm | 21.336 | 0.5 | 577.4086 | 5979.0535 | 120.1571 |  | 10S | New |  | 1.95 | KG | [6 empty] | SHOP | SKID GAS | 321487
Nozzle, flanged, RF, 600, ASME B16.5 | ASME B16.5 |  |  |  | Nozzle, flanged, 2" ND, RF, 600, ASME B16.5 | Nozzle, flanged |  | 2" |  |  |  |  | FL |  | RF |  |  | mm | 60.325 | 2 | 1869.0646 | 1460.21 | 3353.0097 | 600 | [9 empty] | N-7 |  | SHOP | SKID GAS | 321493 |  | 31.75
PIPE, SEAMLESS, PE, SCH 160, B36.10, A106 Gr. B | ASTM A106 Gr. B |  |  |  | 1/2"-1-1/2" | PIPE, SEAMLESS | D | 1/2" | 1/2"-LIH-D-434-N |  | TYPE=PIPE |  | PL |  |  |  |  | mm | 21.336 | 0.5 | 2130.2714 | 4849.0634 | 343.4948 |  | 10S | New |  | 1.95 | KG | [6 empty] | SHOP | SKID GAS | 321499
PIPE, SEAMLESS, PE, SCH 160, B36.10, A106 Gr. B | ASTM A106 Gr. B |  |  |  | 1/2"-1-1/2" | PIPE, SEAMLESS | B | 1 1/2" | 1 1/2"-FG-B-309-N |  | TYPE=PIPE |  | PL |  |  |  |  | mm | 48.26 | 1.5 | 2236.0809 | 1701.2163 | 3532.4687 |  | 10S | New |  | 7.25 | KG | [6 empty] | SHOP | SKID GAS | 321506
FLANGE WN, RF, #600, SCH 80, B16.5, A105 | ASME B16.5 |  |  |  | FLANGE WN | FLANGE WN | D | 4" | 4"-PG-D-314-N |  | TYPE=FLANGE,SKEY=FLWN |  | FL |  | RF |  |  | mm | 114.3 | 4 | 1261.8645 | 1460.21 | 4262.3709 | 600 |  | New |  | 18.87 | KG | [6 empty] | SHOP | SKID GAS | 321524 |  | 1.75
BALL VALVE, FLOATING, NPT, 800#, FB, FS, A216 Gr. WCB | ASME B16.10 |  |  |  | BALL VALVE, LONG PATTERN, 1 1/2" ND, 1500 LB, FPT, ASME B16.10, 3 11/20" LG | Ball Valve | B | 1 1/2" | 1 1/2"-FG-B-309-N | Long Pattern | SKEY=VBSC,TYPE=VALVE |  | THDF | 0.62 |  |  |  | mm | 48.26 | 1.5 | 2236.0809 | 99.417 | 3532.4687 | 1500 |  | New |  |  | KG |  |  |  |  | ?-? |  | SHOP | SKID GAS | 321532
PIPE, SCH 80, PE, B36.1, A-106 GR.B | ASTM A106 |  |  |  | PIPE, SEAMLESS, 80, 1/2" ND, PE, ASTM A106 | PIPE, SEAMLESS | A1A2 | 1/2" | 1/2"-PRW-A2-201-N |  | TYPE=PIPE |  | PL |  |  |  |  | mm | 21.336 | 0.5 | 380.9468 | 5637.4457 | 218.5892 |  | 80 | New |  |  | KG | [6 empty] | SHOP | SKID GAS | 321545
FLANGE WN, RF, #600, SCH 80, B16.5, A105 | ASME B16.5 |  |  |  | FLANGE WN | FLANGE WN | D | 3" | 3"-MUL-D-015-N |  | TYPE=FLANGE,SKEY=FLWN |  | FL |  | RF |  |  | mm | 88.9 | 3 | 581.8057 | 358.0003 | 2383.3962 | 600 |  | New |  | 9 | KG | [6 empty] | SHOP | SKID GAS | 321549 |  | 1.5
PIPE, SEAMLESS, PE, SCH 160, B36.10, A106 Gr. B | ASTM A106 Gr. B |  |  |  | 1/2"-1-1/2" | PIPE, SEAMLESS | D | 1/2" | 1/2"-LIH-D-409-N |  | TYPE=PIPE |  | PL |  |  |  |  | mm | 21.336 | 0.5 | 1862.6724 | 371.5581 | 308.5431 |  | 10S | New |  | 1.95 | KG | [6 empty] | SHOP | SKID GAS | 321560
FLANGE WN, RF, #600, SCH 80, B16.5, A105 | ASME B16.5 |  |  |  | FLANGE WN | FLANGE WN | D | 2" |  |  | TYPE=FLANGE,SKEY=FLWN |  | FL |  | RF |  |  | mm | 60.325 | 2 | 1359.3426 | 12223.476 | 881.9962 | 600 |  | Existing |  | 4.5 | KG | [6 empty] | SHOP | SKID GAS | 321572 |  | 1.25
RED CONC, BW, SCH 40, B16.9, A234 WPB | ASME B16.9 |  |  |  | REDUCER CONC | REDUCER (CONC) | B | 3"x2" | 3"-R-B-602-N |  | TYPE=REDUCER-CONCENTRIC,SKEY=RCBW |  | BV | 0 |  |  |  | mm | 88.9 | 3 | 808.0376 | 9674.8267 | 4579.4785 |  |  | New |  | 1 | KG | [6 empty] | SHOP | SKID GAS | 321581
COUPLING, RED, SW, #3000, B16.11, A105 | ASME B16.11 |  |  |  | COUPLING REDU | COUPLING, REDUCING | B | 1"x1/2" | 1/2"-DO-B-507-N |  | TYPE=REDUCER-CONCENTRIC,SKEY=RCSW |  | SW | 0.5 |  |  |  | mm | 33.401 | 1 | 1209.2584 | 7499.3837 | 214.5756 | 3000 |  | New |  | 0.21 | KG | [6 empty] | SHOP | SKID GAS | 321584
FLOATING BALL VALVE, NPT, 2500#, A216 Gr WCB | ASME B16.10 |  |  |  | BALL VALVE, LONG PATTERN, 1/2" ND, 1500 LB, FPT, ASME B16.10, 2 9/50" LG | Ball Valve | D | 1/2" | 4"-PG-D-326-HT | Long Pattern | SKEY=VBSC,TYPE=VALVE |  | THDF | 0.38 |  |  |  | mm | 21.336 | 0.5 | 2039.5234 | 9304.5269 | 194.2372 | 1500 |  | New |  | 2.8 | KG |  |  |  |  | ?-? |  | SHOP | SKID GAS | 321598
Nozzle, flanged, RF, 600, ASME B16.5 | ASME B16.5 |  |  |  | Nozzle, flanged, 8" ND, RF, 600, ASME B16.5 | Nozzle, flanged |  | 8"x4" |  |  |  |  | FL |  | RF |  |  | mm | 219.075 | 8 | 1359.3426 | 10253.0245 | 2611.9962 | 600 | [9 empty] | N-1 |  | SHOP | SKID GAS | 321602 |  | 61.976
ELL 90, SW, 3000#, B16.11, A105 | ASME B16.11 |  |  |  | ELL 90 SW | ELL 90 | B | 1/2" | 1/2"-LIH-B-407-N |  | TYPE=ELBOW,SKEY=ELSW |  | SW | 0.38 |  |  |  | mm | 21.336 | 0.5 | 1770.7731 | 5979.0045 | 327.7468 | 3000 |  | New |  | 0.15 | KG | [6 empty] | SHOP | SKID GAS | 321604
UNION, SW, 3000#, MSS-SP-83, A105 | MSS-SP-83 |  |  |  | UNION | UNION | D | 1/2" | 1/2"-LIH-D-409-N |  | TYPE=UNION,SKEY=UNSW |  | SW | 0.5 |  |  |  | mm | 21.336 | 0.5 | 1086.6035 | 249.3428 | 308.5429 | 3000 |  | New |  | 0.35 | KG | [6 empty] | SHOP | SKID GAS | 321622
TEE RED, SW, 3000#, B16.11, A105 | ASME B16.11 |  |  |  | TEE RED SW | Tee (red) | B | 1"x1/2" | 1"-LIH-B-448-N |  | TYPE=TEE,SKEY=TESW |  | SW | 0.5 |  |  |  | mm | 33.401 | 1 | 211.9076 | 249.3395 | 214.5756 | 3000 |  | New |  | 0.53 | KG | [6 empty] | SHOP | SKID GAS | 321637
ELL 90, SW, 3000#, B16.11, A105 | ASME B16.11 |  |  |  | ELL 90 SW | ELL 90 | D | 1 1/2" | 1 1/2"-R-D-600-N |  | TYPE=ELBOW,SKEY=ELSW |  | SW | 0.5 |  |  |  | mm | 48.26 | 1.5 | 1359.3426 | 9674.8267 | 3631.9049 | 3000 |  | New |  | 0.96 | KG | [6 empty] | SHOP | SKID GAS | 321642
FLANGE WN, RF, #600, SCH 80, B16.5, A105 | ASME B16.5 |  |  |  | FLANGE WN | FLANGE WN | D | 4" | 4"-PG-D-306-N |  | TYPE=FLANGE,SKEY=FLWN |  | FL |  | RF |  |  | mm | 114.3 | 4 | 584.7026 | 8522.7667 | 2166.1836 | 600 |  | New |  | 18.87 | KG | [6 empty] | SHOP | SKID GAS | 321667 |  | 1.75
Nozzle, flanged, RF, 600, ASME B16.5 | ASME B16.5 |  |  |  | Nozzle, flanged, 6" ND, RF, 600, ASME B16.5 | Nozzle, flanged |  | 6" |  |  |  |  | FL |  | RF |  |  | mm | 168.275 | 6 | 3010.8839 | 13315.2 | 1686.231 | 600 | [9 empty] | N-1 |  | SHOP | SKID GAS | 321681 |  | 54.102
Control Valve, Globe, Short Pattern, 150 LB, FPT, ISA S75.12 | ISA S75.12 |  |  |  | CONTROL VALVE, GLOBE, SHORT PATTERN, 1/2" ND, 150 LB, FPT, ISA S75.12, 5 154/357" LG | Control Valve, Globe, Short Pattern | B | 1/2" | 1/2"-PRW-A2-202-N | Short Pattern | TYPE=INSTRUMENT,SKEY=CVSC |  | THDF | 0.5337 |  |  |  | mm | 21.336 | 0.5 | 723.1968 | 2893.7442 | 308.9942 | 150 |  | New | [7 empty] | ?-? |  | SHOP | SKID GAS | 321707
SOCKOLET, #3000, B16.11, A105 | ASME B16.11 |  |  |  | SOCKOLET | SOCKOLET | D | 6"x1" |  |  | TYPE=OLET,SKEY=THSW |  | BV | 0 |  |  |  | mm | 168.275 | 6 | 1359.3426 | 12425.2155 | 577.2337 | 3000 |  | Existing |  | 0.27 | KG | [6 empty] | SHOP | SKID GAS | 321712
Nozzle, flanged, RF, 600, ASME B16.5 | ASME B16.5 |  |  |  | Nozzle, flanged, 4" ND, RF, 600, ASME B16.5 | Nozzle, flanged |  | 4" |  |  |  |  | FL |  | RF |  |  | mm | 114.3 | 4 | 584.7026 | 8522.7667 | 1729.583 | 600 | [9 empty] | N-2 |  | SHOP | SKID GAS | 321729 |  | 44.45
Nozzle, threaded, ASME B16.11 | ASME B16.11 |  |  |  | Nozzle, threaded, 3/4" ND, ASME B16.11 | Nozzle, threaded |  | 3/4" |  |  |  |  | THDF | 8.6106 | RF |  |  | mm | 26.67 | 0.75 | 910.5931 | 8268.5075 | 905.6119 | 6000 | [9 empty] | N-2_322723? |  | SHOP | SKID GAS | 321738
THREADOLET, 3000#, MSS SP-97 | MSS SP-97 |  |  |  | THREADOLET, 6"X2" ND, 3000 LB, BWXFPT, 13/16" LG, MSS SP-97 | Threadolet | D | 6"x2" |  |  | TYPE=OLET,SKEY=THSC |  | BV | 0 |  |  |  | mm | 168.275 | 6 | 1359.3426 | 12425.2155 | 881.9962 | 3000 |  | Existing |  | 0.79 | KG | [6 empty] | SHOP | SKID GAS | 321744
UNION, SW, 3000#, MSS-SP-83, A105 | MSS-SP-83 |  |  |  | UNION | UNION | D | 1/2" | 1/2"-LIH-D-400-N |  | TYPE=UNION,SKEY=UNSW |  | SW | 0.5 |  |  |  | mm | 21.336 | 0.5 | 644.7794 | 10261.4791 | 214.5756 | 3000 |  | New |  | 0.35 | KG | [6 empty] | SHOP | SKID GAS | 321750
PIPE, SEAMLESS, PE, SCH 160, B36.10, A106 Gr. B | ASTM A106 Gr. B |  |  |  | 1/2"-1-1/2" | PIPE, SEAMLESS | D | 1 1/2" | 1 1/2"-R-D-603-N |  | TYPE=PIPE |  | PL |  |  |  |  | mm | 48.26 | 1.5 | 1227.2776 | 9076.7055 | 3406.9161 |  | 10S | New |  | 7.25 | KG | [6 empty] | SHOP | SKID GAS | 321760
RED CONC, BW, SCH 160, B16.9, A234 WPB | ASME B16.9 |  |  |  | REDUCER (CONC), 2"X1 1/2" ND, BW, ASME B16.9 | REDUCER (CONC) | B | 2"x1 1/2" | 1 1/2"-FG-B-309-N |  | TYPE=REDUCER-CONCENTRIC,SKEY=RCBW |  | BV | 0 |  |  |  | mm | 60.325 | 2 | 2236.0809 | 662.4163 | 3532.4687 |  |  | New |  | 0.84 | KG | [6 empty] | SHOP | SKID GAS | 321796
PIPE, SEAMLESS, PE, SCH 160, B36.10, A106 Gr. B | ASTM A106 Gr. B |  |  |  | 1/2"-1-1/2" | PIPE, SEAMLESS | D | 1/2" | 1/2"-LIH-D-434-N |  | TYPE=PIPE |  | PL |  |  |  |  | mm | 21.336 | 0.5 | 1770.7672 | 5579.3495 | 327.7468 |  | 10S | New |  | 1.95 | KG | [6 empty] | SHOP | SKID GAS | 321805
ELL 90, SW, 3000#, B16.11, A105 | ASME B16.11 |  |  |  | ELL 90 SW | ELL 90 | B | 1" | 1"-LIH-B-411-N |  | TYPE=ELBOW,SKEY=ELSW |  | SW | 0.5 |  |  |  | mm | 33.401 | 1 | 1450.4817 | 2513.9441 | 315.0267 | 3000 |  | New |  | 0.38 | KG | [6 empty] | SHOP | SKID GAS | 321825
UNION, SW, 3000#, MSS-SP-83, A105 | MSS-SP-83 |  |  |  | UNION | UNION | D | 1/2" | 1/2"-LIH-D-404-N |  | TYPE=UNION,SKEY=UNSW |  | SW | 0.5 |  |  |  | mm | 21.336 | 0.5 | 1277.8131 | 13128.4853 | 514 | 3000 |  | New |  | 0.35 | KG | [6 empty] | SHOP | SKID GAS | 321829
ELL 90, SW, 3000#, B16.11, A105 | ASME B16.11 |  |  |  | ELL 90 SW | ELL 90 | B | 1" | 1"-DO-B-505-N |  | TYPE=ELBOW,SKEY=ELSW |  | SW | 0.5 |  |  |  | mm | 33.401 | 1 | 307.9137 | 5727.4457 | 214.5756 | 3000 |  | New |  | 0.38 | KG | [6 empty] | SHOP | SKID GAS | 321849
FLANGE WN, RF, #600, SCH 80, B16.5, A105 | ASME B16.5 |  |  |  | FLANGE WN | FLANGE WN | D | 2" | 3-PG-B-333-N |  | TYPE=FLANGE,SKEY=FLWN |  | FL |  | RF |  |  | mm | 60.325 | 2 | 80.0028 | 12194.3615 | 3902.5282 | 600 |  | New |  | 4.5 | KG | [6 empty] | SHOP | SKID GAS | 321883 |  | 1.25
BALL VALVE, RF, #600, FB, FS, B16.10, A216 Gr WCB | ASME B16.10 |  |  |  | BALL VALVE #600 RF | Ball Valve | D | 3" | 3"-MUL-D-015-N | Long Pattern | SKEY=VBFL,TYPE=VALVE |  | FL | 0 | RF |  |  | mm | 88.9 | 3 | 581.8057 | 355.6 | 2383.3962 | 600 |  | New |  | 36 | KG |  |  |  |  | ?-? |  | SHOP | SKID GAS | 321892 |  | 1.5
ELL 90, SW, 3000#, B16.11, A105 | ASME B16.11 |  |  |  | ELL 90 SW | ELL 90 | D | 1/2" | 1/2"-LIH-D-434-N |  | TYPE=ELBOW,SKEY=ELSW |  | SW | 0.38 |  |  |  | mm | 21.336 | 0.5 | 2130.2714 | 4849.0629 | 327.7468 | 3000 |  | New |  | 0.15 | KG | [6 empty] | SHOP | SKID GAS | 321895
ELL 90 LR, BW, SCH 40, B16.9, A234 WPB | ASME B16.9 |  |  |  | ELL 90 LR | ELL 90 LR | B | 3" | 3"-R-B-616-N |  | TYPE=ELBOW,SKEY=ELBW |  | BV | 0 |  |  |  | mm | 88.9 | 3 | 80.0028 | 2863.4494 | 3556.2681 |  |  | New |  | 2.03 | KG | [6 empty] | SHOP | SKID GAS | 321896
PIPE, SEAMLESS, PE, SCH 160, B36.10, A106 Gr. B | ASTM A106 Gr. B |  |  |  | 1/2"-1-1/2" | PIPE, SEAMLESS | D | 1 1/2" | 1 1/2"-R-D-600-N |  | TYPE=PIPE |  | PL |  |  |  |  | mm | 48.26 | 1.5 | 1359.3426 | 10254.2267 | 3813.6549 |  | 10S | New |  | 7.25 | KG | [6 empty] | SHOP | SKID GAS | 321897
TEE, 3000#, NPT, B16.11, A-105 | ASME B16.11 |  |  |  | TEE, 1/2", 3000#, NPT, ASME B16.11 | Tee | A1A2 | 1/2" | 1/2"-PRW-A2-201-N |  | TYPE=TEE,SKEY=TESC |  | THDF | 13.556 |  |  |  | mm | 21.336 | 0.5 | 397.9137 | 2893.7442 | 208.5431 | 3000 |  | New |  | 0.57 | LB | [6 empty] | SHOP | SKID GAS | 321899
UNION, 3000#, SW, MSS-SP-83, A105 | MSS-SP-83 |  |  |  | UNION | UNION | B | 1/2" | 1"-LIH-B-412-N |  | TYPE=UNION,SKEY=UNSW |  | SW | 0.5 |  |  |  | mm | 21.336 | 0.5 | 945.6662 | 4051.7008 | 209.3269 | 3000 |  | New |  | 0.35 | KG | [6 empty] | SHOP | SKID GAS | 321916
PIPE, SEAMLESS, BE, SCH 40, B36.10, A106 Gr. B | API 5L Gr. B |  |  |  | 2"-24" | PIPE, SEAMLESS | B | 3" | 3"-R-B-601-N |  | TYPE=PIPE |  | PL |  |  |  |  | mm | 88.9 | 3 | 194.3028 | 10254.2267 | 4579.4785 |  | STD | New |  | 11.29 | KG | [6 empty] | SHOP | SKID GAS | 321924
PIPE, SEAMLESS, PE, SCH 160, B36.10, A106 Gr. B | ASTM A106 Gr. B |  |  |  | 1/2"-1-1/2" | PIPE, SEAMLESS | D | 1/2" | 1/2"-LIH-D-400-N |  | TYPE=PIPE |  | PL |  |  |  |  | mm | 21.336 | 0.5 | 1359.3426 | 10261.4546 | 230.3236 |  | 10S | New |  | 1.95 | KG | [6 empty] | SHOP | SKID GAS | 321932
PIPE, SEAMLESS, BE, SCH 40, B36.10, A106 Gr. B | API 5L Gr. B |  |  |  | 2"-24" | PIPE, SEAMLESS | B | 3" | 3"-R-B-611-N |  | TYPE=PIPE |  | PL |  |  |  |  | mm | 88.9 | 3 | 194.3028 | 2067.4101 | 3841.4393 |  | STD | New |  | 11.29 | KG | [6 empty] | SHOP | SKID GAS | 321950
TEE RED, SW, 3000#, B16.11, A105 | ASME B16.11 |  |  |  | TEE RED SW | Tee (red) | B | 1"x1/2"x1" | 1"-DO-B-505-N |  | TYPE=TEE,SKEY=TESW |  | SW | 0.5 |  |  |  | mm | 33.401 | 1 | 307.9137 | 355.8032 | 214.5756 | 3000 |  | New |  | 0.53 | KG | [6 empty] | SHOP | SKID GAS | 321952
PIPE, SEAMLESS, PE, SCH 160, B36.10, A106 Gr. B | ASTM A106 Gr. B |  |  |  | 1/2"-1-1/2" | PIPE, SEAMLESS | D | 1 1/2" | 1 1/2"-R-D-600-N |  | TYPE=PIPE |  | PL |  |  |  |  | mm | 48.26 | 1.5 | 1359.3426 | 10254.2267 | 4267.3249 |  | 10S | New |  | 7.25 | KG | [6 empty] | SHOP | SKID GAS | 321958
PIPE, SEAMLESS, PE, SCH 160, B36.10, A106 Gr. B | ASTM A106 Gr. B |  |  |  | 1/2"-1-1/2" | PIPE, SEAMLESS | D | 1/2" | 1/2"-DO-B-502-N |  | TYPE=PIPE |  | PL |  |  |  |  | mm | 21.336 | 0.5 | 582.582 | 5855.7676 | 609.5609 |  | 10S | New |  | 1.95 | KG | [6 empty] | SHOP | SKID GAS | 321966
PIPE, SEAMLESS, BE, SCH 80, B36.10, A106 Gr B | API 5L Gr. B |  |  |  | 3"-8" | PIPE, SEAMLESS | D | 4" | 4"-PG-D-306-N |  | TYPE=PIPE |  | PL |  |  |  |  | mm | 114.3 | 4 | 584.7026 | 11952.1087 | 3329.4479 |  | STD | Existing |  | 22.32 | KG | [6 empty] | SHOP | SKID GAS | 321974
UNION, SW, 3000#, MSS-SP-83, A105 | MSS-SP-83 |  |  |  | UNION | UNION | D | 1/2" | 1/2"-PRW-D-200-N |  | TYPE=UNION,SKEY=UNSW |  | SW | 0.5 |  |  |  | mm | 21.336 | 0.5 | 231.0337 | 7475.2532 | 307.3387 | 3000 |  | New |  | 0.35 | KG | [6 empty] | SHOP | SKID GAS | 321982
FLANGE WN, RF, #600, SCH 80, B16.5, A105 | ASME B16.5 |  |  |  | FLANGE WN | FLANGE WN | D | 4" | 4"-PG-D-306-N |  | TYPE=FLANGE,SKEY=FLWN |  | FL |  | RF |  |  | mm | 114.3 | 4 | 584.7026 | 12062.459 | 3329.4479 | 600 |  | New |  | 18.87 | KG | [6 empty] | SHOP | SKID GAS | 321987 |  | 1.75
RED CONC, BW, SCH 80, B16.9, A234 WPB | ASME B16.9 |  |  |  | REDUCER CONC | REDUCER (CONC) | D | 8"x4" | 4"-PG-D-305-N |  | TYPE=REDUCER-CONCENTRIC,SKEY=RCBW |  | BV | 0 |  |  |  | mm | 219.075 | 8 | 1359.3426 | 11116.5246 | 4672.9591 |  |  | New |  | 9.86 | KG | [6 empty] | SHOP | SKID GAS | 321997
FLANGE WN, #150, RF, SCH 40, B16.5, A105 | ASME B16.5 |  |  |  | FLANGE WN | FLANGE WN | B | 3" | 3"-R-B-605-N |  | TYPE=FLANGE,SKEY=FLWN |  | FL |  | RF |  |  | mm | 88.9 | 3 | 80.0028 | 9076.7055 | 3371.3434 | 150 |  | New |  | 4.97 | KG | [6 empty] | SHOP | SKID GAS | 322016 |  | 0.94
FLANGE BLIND, RF, #600, B16.5, A105 | ASME B16.5 |  |  |  | FLANGE BLIND | FLANGE BLIND | D | 2" |  |  | TYPE=FLANGE-BLIND,SKEY=FLBL |  | FL |  | RF |  |  | mm | 60.325 | 2 | 1261.8645 | 2072.2102 | 2157.7077 | 600 |  | New |  | 4.6 | KG | [6 empty] | SHOP | SKID GAS | 322020 |  | 1.25
Nozzle, threaded, ASME B16.11 | ASME B16.11 |  |  |  | Nozzle, threaded, 2" ND, ASME B16.11 | Nozzle, threaded |  | 2"x4" |  |  |  |  | THDF | 11.0744 | RF |  |  | mm | 60.325 | 2 | 584.7834 | 8624.3667 | 734.383 | 6000 | [9 empty] | N-2_322723? |  | SHOP | SKID GAS | 322022
Nozzle, threaded, ASME B16.11 | ASME B16.11 |  |  |  | Nozzle, threaded, 2" ND, ASME B16.11 | Nozzle, threaded |  | 2"x4" |  |  |  |  | THDF | 11.0744 | RF |  |  | mm | 60.325 | 2 | 584.1977 | 7887.7669 | 734.383 | 6000 | [9 empty] | N-2_322723? |  | SHOP | SKID GAS | 322037
Nozzle, flanged, RF, 600, ASME B16.5 | ASME B16.5 |  |  |  | Nozzle, flanged, 4" ND, RF, 600, ASME B16.5 | Nozzle, flanged |  | 4" |  |  |  |  | FL |  | RF |  |  | mm | 114.3 | 4 | 1359.3426 | 11929.2246 | 1411.9962 | 600 | [9 empty] | N-2 |  | SHOP | SKID GAS | 322043 |  | 44.45
ELL 45 LR, BW, SCH 80, B16.9, A234 WPB | ASME B16.9 |  |  |  | ELL 45 BW | ELL 45 LR | D | 4" | 4"-PG-D-326-HT |  | TYPE=ELBOW,SKEY=ELBW |  | BV | 0 |  |  |  | mm | 114.3 | 4 | 2635.0714 | 2611.9295 | 354.8352 |  |  | New |  | 2.7 | KG | [6 empty] | SHOP | SKID GAS | 322055
PIPE, SEAMLESS, PE, SCH 160, B36.10, A106 Gr. B | ASTM A106 Gr. B |  |  |  | 1/2"-1-1/2" | PIPE, SEAMLESS | B | 1/2" | 1/2"-LIH-B-407-N |  | TYPE=PIPE |  | PL |  |  |  |  | mm | 21.336 | 0.5 | 227.9168 | 5979.0661 | 198.7704 |  | 10S | New |  | 1.95 | KG | [6 empty] | SHOP | SKID GAS | 322061
FLANGE WN, RF, #600, SCH 80, B16.5, A105 | ASME B16.5 |  |  |  | FLANGE WN | FLANGE WN | D | 2" | 2"-R-D-610-N |  | TYPE=FLANGE,SKEY=FLWN |  | FL |  | RF |  |  | mm | 60.325 | 2 | 1261.8645 | 2067.4101 | 3380.81 | 600 |  | New |  | 4.5 | KG | [6 empty] | SHOP | SKID GAS | 322076 |  | 1.25
PIPE, SEAMLESS, PE, SCH 160, B36.10, A106 Gr. B | ASTM A106 Gr. B |  |  |  | 1/2"-1-1/2" | PIPE, SEAMLESS | B | 1" | 1"-LIH-B-411-N |  | TYPE=PIPE |  | PL |  |  |  |  | mm | 33.401 | 1 | 1450.4817 | 2513.9441 | 1648.6442 |  | 10S | New |  | 4.24 | KG | [6 empty] | SHOP | SKID GAS | 322077
RED CONC, BW, SCH 40, B16.9, A234 WPB | ASME B16.9 |  |  |  | REDUCER CONC | REDUCER (CONC) | B | 3"x2" | 3"-R-B-601-N |  | TYPE=REDUCER-CONCENTRIC,SKEY=RCBW |  | BV | 0 |  |  |  | mm | 88.9 | 3 | 808.0376 | 10254.2267 | 4579.4785 |  |  | New |  | 1 | KG | [6 empty] | SHOP | SKID GAS | 322089
Nozzle, flanged, RF, 600, ASME B16.5 | ASME B16.5 |  |  |  | Nozzle, flanged, 4" ND, RF, 600, ASME B16.5 | Nozzle, flanged |  | 4" |  |  |  |  | FL |  | RF |  |  | mm | 114.3 | 4 | 582.1738 | 5342.5073 | 1297.783 | 600 | [9 empty] | N-1 |  | SHOP | SKID GAS | 322122 |  | 44.45
FLANGE WN, #150, RF, SCH 40, B16.5, A105 | ASME B16.5 |  |  |  | FLANGE WN | FLANGE WN | B | 3" | 3"-R-B-602-N |  | TYPE=FLANGE,SKEY=FLWN |  | FL |  | RF |  |  | mm | 88.9 | 3 | 80.0028 | 9674.8267 | 3576.9436 | 150 |  | New |  | 4.97 | KG | [6 empty] | SHOP | SKID GAS | 322132 |  | 0.94
PLUG, HEX HEAD, NPT, 3000#, B16.11, A105 | ASME B16.11 |  |  |  | PLUG HEX MPT | Plug, Hex Head | D | 1/2" | 4"-PG-D-326-HT |  | TYPE=MISC-COMPONENT,SKEY=PL |  | THDM | 0 |  |  |  | mm | 22.352 | 0.5 | 1984.1514 | 9304.5269 | 194.2372 |  |  | New |  | 0.07 | KG | [6 empty] | SHOP | SKID GAS | 322139
CAP, BW, SCH 80, B16.9, A234 WPB | ASME B16.9 |  |  |  | CAP BW | CAP | D | 6" |  |  | TYPE=CAP,SKEY=KABW |  | BV | 0 |  |  |  | mm | 168.275 | 6 | 1359.3426 | 12425.2155 | 581.9962 |  |  | Existing |  | 4 | KG | [6 empty] | SHOP | SKID GAS | 322141
CAP, SW, 3000#, B16.11, A105 | ASME B16.11 |  |  |  | CAP SW | CAP | B | 1" | 1"-LIH-B-448-N |  | TYPE=CAP,SKEY=KASW |  | SW | 0.5 |  |  |  | mm | 33.401 | 1 | 212.3462 | 13179.92 | 214.5756 | 3000 |  | New |  |  | KG | [6 empty] | SHOP | SKID GAS | 322151
TEE, BE, SCH 80, B16.9, A234 WPB | ASME B16.9 |  |  |  | TEE BW | Tee | D | 4" | 4"-PG-D-305-N |  | TYPE=TEE,SKEY=TEBW |  | BV | 0 |  |  |  | mm | 114.3 | 4 | 584.7026 | 13435.5576 | 3329.4479 |  |  | New |  | 8.44 | KG | [6 empty] | SHOP | SKID GAS | 322155
PIPE, SEAMLESS, BE, SCH 80, B36.10, A106 Gr B | API 5L Gr. B |  |  |  | 3"-8" | PIPE, SEAMLESS | D | 4" | 4"-PG-D-314-N |  | TYPE=PIPE |  | PL |  |  |  |  | mm | 114.3 | 4 | 1261.8645 | 1307.81 | 4522.7209 |  | STD | New |  | 22.32 | KG | [6 empty] | SHOP | SKID GAS | 322190
Control Valve, Globe, Short Pattern, 150 LB, FPT, ISA S75.12 | ISA S75.12 |  |  |  | CONTROL VALVE, GLOBE, SHORT PATTERN, 1" ND, 150 LB, FPT, ISA S75.12, 6 160/417" LG | Control Valve, Globe, Short Pattern | B | 1" | 1"-FG-B-319-N | Short Pattern | TYPE=INSTRUMENT,SKEY=CVSC |  | THDF | 0.6828 |  |  |  | mm | 33.401 | 1 | 850.9673 | 3450.802 | 3532.4687 | 150 |  | New | [7 empty] | ?-? |  | SHOP | SKID GAS | 322211
PIPE, SEAMLESS, BE, SCH 80, B36.10, A106 Gr B | API 5L Gr. B |  |  |  | 3"-8" | PIPE, SEAMLESS | D | 4" | 4"-PG-D-312-N |  | TYPE=PIPE |  | PL |  |  |  |  | mm | 114.3 | 4 | 2337.4149 | 1460.21 | 2157.0313 |  | STD | New |  | 22.32 | KG | [6 empty] | SHOP | SKID GAS | 322220
PIPE, SEAMLESS, BE, SCH 80, B36.10, A106 Gr B | API 5L Gr. B |  |  |  | 3"-8" | PIPE, SEAMLESS | D | 4" | 4"-PG-D-326-HT |  | TYPE=PIPE |  | PL |  |  |  |  | mm | 114.3 | 4 | 2278.3327 | 1441.4008 | 354.8352 |  | STD | New |  | 22.32 | KG | [6 empty] | SHOP | SKID GAS | 322225
PIPE, SEAMLESS, PE, SCH 160, B36.10, A106 Gr. B | ASTM A106 Gr. B |  |  |  | 1/2"-1-1/2" | PIPE, SEAMLESS | D | 1" |  |  | TYPE=PIPE |  | PL |  |  |  |  | mm | 33.401 | 1 | 1359.3426 | 12425.2155 | 472.4587 |  | 10S | New |  | 4.24 | KG | [6 empty] | SHOP | SKID GAS | 322228
Control Valve, Globe, 600 LB, RF, ISA S75.03 | ISA S75.03 |  |  |  | CONTROL VALVE, GLOBE, 2" ND, 600 LB, RF, ISA S75.03, 11 1/4" LG | Control Valve, Globe | D | 2" | 3-PG-B-333-N |  | TYPE=INSTRUMENT,SKEY=CVFL |  | FL |  | RF |  |  | mm | 60.325 | 2 | 80.0028 | 12482.5118 | 3902.5282 | 600 |  | New | [7 empty] | ?-? |  | SHOP | SKID GAS | 322232 |  | 1.25
BALL VALVE, FLOATING, NPT, 800#, FB, FS, A216 Gr. WCB | ASME B16.10 |  |  |  | BALL VALVE, LONG PATTERN, 1/2" ND, 1500 LB, FPT, ASME B16.10, 2 9/50" LG | Ball Valve | B | 1/2" | 3"-R-B-602-N | Long Pattern | SKEY=VBSC,TYPE=VALVE |  | THDF | 0.38 |  |  |  | mm | 21.336 | 0.5 | 650.839 | 9674.8267 | 4444.1535 | 1500 |  | New |  |  | KG |  |  |  |  | ?-? |  | SHOP | SKID GAS | 322245
ELL 90, SW, 3000#, B16.11, A105 | ASME B16.11 |  |  |  | ELL 90 SW | ELL 90 | D | 1 1/2" | 1 1/2"-R-D-600-N |  | TYPE=ELBOW,SKEY=ELSW |  | SW | 0.5 |  |  |  | mm | 48.26 | 1.5 | 1359.3426 | 10254.2267 | 3631.9049 | 3000 |  | New |  | 0.96 | KG | [6 empty] | SHOP | SKID GAS | 322251
PIPE, SEAMLESS, PE, SCH 160, B36.10, A106 Gr. B | ASTM A106 Gr. B |  |  |  | 1/2"-1-1/2" | PIPE, SEAMLESS | B | 1/2" | 1/2"-DO-B-502-N |  | TYPE=PIPE |  | PL |  |  |  |  | mm | 21.336 | 0.5 | 584.1977 | 5749.7977 | 214.5756 |  | 10S | New |  | 1.95 | KG | [6 empty] | SHOP | SKID GAS | 322283
ELL 90 LR, BW, SCH 80, B16.9, A234 WPB | ASME B16.9 |  |  |  | ELL 90 LR | ELL 90 LR | D | 3" | 3"-MUL-D-013-N |  | TYPE=ELBOW,SKEY=ELBW |  | BV | 0 |  |  |  | mm | 88.9 | 3 | 1359.3426 | 10029.8982 | 2611.9962 |  |  | New |  | 2.75 | KG | [6 empty] | SHOP | SKID GAS | 322286
PRESSURE RELIEF VALVE, PILOT OPERATED, F, RF, API 526 | API 526 |  |  |  | PRESSURE RELIEF VALVE, PILOT OPERATED, 1 1/2" F 2", 600-150 LB, RF, API 526 | Pressure Relief Valve, Pilot Operated | A3A2 | 1 1/2"x2" | 3"-R-B-602-N | F | TYPE=INSTRUMENT-ANGLE,SKEY=RAFL |  | FL |  | RF |  |  | mm | 48.26 | 1.5 | 1359.3426 | 9674.8267 | 4579.4785 | 600 |  | New |  | 30 | LB |  |  |  |  | ?-? |  | SHOP | SKID GAS | 322289 |  | 28.702
Nozzle, flanged, RF, 600, ASME B16.5 | ASME B16.5 |  |  |  | Nozzle, flanged, 6" ND, RF, 600, ASME B16.5 | Nozzle, flanged |  | 6"x2" |  |  |  |  | FL |  | RF |  |  | mm | 168.275 | 6 | 3010.8839 | 1334.025 | 734.231 | 600 | [9 empty] | N-4 |  | SHOP | SKID GAS | 322312 |  | 54.102
RED CONC, BW, SCH 80, B16.9, A234 WPB | ASME B16.9 |  |  |  | REDUCER CONC | REDUCER (CONC) | D | 4"x3" | 3"-MUL-D-015-N |  | TYPE=REDUCER-CONCENTRIC,SKEY=RCBW |  | BV | 0 |  |  |  | mm | 114.3 | 4 | 582.0861 | 5232.157 | 1297.783 |  |  | New |  | 2.27 | KG | [6 empty] | SHOP | SKID GAS | 322324
ELL 45 LR, BW, SCH 80, B16.9, A234 WPB | ASME B16.9 |  |  |  | ELL 45 BW | ELL 45 LR | D | 3" | 3"-MUL-D-013-N |  | TYPE=ELBOW,SKEY=ELBW |  | BV | 0 |  |  |  | mm | 88.9 | 3 | 294.4399 | 8964.9955 | 2383.3962 |  |  | New |  | 1.37 | KG | [6 empty] | SHOP | SKID GAS | 322327
PIPE, SEAMLESS, BE, SCH 80, B36.10, A106 Gr B | API 5L Gr. B |  |  |  | 3"-8" | PIPE, SEAMLESS | D | 6" |  |  | TYPE=PIPE |  | PL |  |  |  |  | mm | 168.275 | 6 | 1359.3426 | 12425.2155 | 581.9962 |  | STD | Existing |  | 45.56 | KG | [6 empty] | SHOP | SKID GAS | 322373
PIPE, SEAMLESS, BE, SCH 80, B36.10, A106 Gr B | API 5L Gr. B |  |  |  | 3"-8" | PIPE, SEAMLESS | D | 4" | 4"-PG-D-314-N |  | TYPE=PIPE |  | PL |  |  |  |  | mm | 114.3 | 4 | 1261.8645 | 893.8213 | 4370.3209 |  | STD | New |  | 22.32 | KG | [6 empty] | SHOP | SKID GAS | 322376
FLANGE WN, RF, #600, SCH 80, B16.5, A105 | ASME B16.5 |  |  |  | FLANGE WN | FLANGE WN | D | 4" | 4"-PG-D-306-N |  | TYPE=FLANGE,SKEY=FLWN |  | FL |  | RF |  |  | mm | 114.3 | 4 | 584.7026 | 12786.359 | 3329.4479 | 600 |  | New |  | 18.87 | KG | [6 empty] | SHOP | SKID GAS | 322379 |  | 1.75
FLANGE WN, #150, RF, SCH 40, B16.5, A105 | ASME B16.5 |  |  |  | FLANGE WN | FLANGE WN | B | 2" | 1 1/2"-FG-B-309-N |  | TYPE=FLANGE,SKEY=FLWN |  | FL |  | RF |  |  | mm | 60.325 | 2 | 2236.0809 | 977.3419 | 3532.4687 | 150 |  | New |  | 2.55 | KG | [6 empty] | SHOP | SKID GAS | 322388 |  | 0.75
ELL 90, SW, 3000#, B16.11, A105 | ASME B16.11 |  |  |  | ELL 90 SW | ELL 90 | B | 1/2" | 1/2"-LIH-B-407-N |  | TYPE=ELBOW,SKEY=ELSW |  | SW | 0.38 |  |  |  | mm | 21.336 | 0.5 | 1770.7731 | 5979.0095 | 120.1571 | 3000 |  | New |  | 0.15 | KG | [6 empty] | SHOP | SKID GAS | 322390
ELL 90, SW, 3000#, B16.11, A105 | ASME B16.11 |  |  |  | ELL 90 SW | ELL 90 | D | 1/2" | 1/2"-LIH-D-409-N |  | TYPE=ELBOW,SKEY=ELSW |  | SW | 0.38 |  |  |  | mm | 21.336 | 0.5 | 1862.6724 | 1460.21 | 308.5431 | 3000 |  | New |  | 0.15 | KG | [6 empty] | SHOP | SKID GAS | 322391
UNION, SW, 3000#, MSS-SP-83, A105 | MSS-SP-83 |  |  |  | UNION | UNION | D | 1/2" | 1/2"-LIH-D-434-N |  | TYPE=UNION,SKEY=UNSW |  | SW | 0.5 |  |  |  | mm | 21.336 | 0.5 | 1770.7591 | 5342.7649 | 327.7468 | 3000 |  | New |  | 0.35 | KG | [6 empty] | SHOP | SKID GAS | 322392
PIPE, SEAMLESS, PE, SCH 160, B36.10, A106 Gr. B | ASTM A106 Gr. B |  |  |  | 1/2"-1-1/2" | PIPE, SEAMLESS | B | 1/2" | 1/2"-LIH-D-404-N |  | TYPE=PIPE |  | PL |  |  |  |  | mm | 21.336 | 0.5 | 309.6838 | 13057.5647 | 214.5756 |  | 10S | New |  | 1.95 | KG | [6 empty] | SHOP | SKID GAS | 322393
PIPE, SEAMLESS, PE, SCH 160, B36.10, A106 Gr. B | ASTM A106 Gr. B |  |  |  | 1/2"-1-1/2" | PIPE, SEAMLESS | D | 1/2" | 4"-PG-D-326-HT |  | TYPE=PIPE |  | PL |  |  |  |  | mm | 21.336 | 0.5 | 2130.2714 | 9304.5269 | 281.8102 |  | 10S | New |  | 1.95 | KG | [6 empty] | SHOP | SKID GAS | 322410
PIPE, SEAMLESS, PE, SCH 160, B36.10, A106 Gr. B | ASTM A106 Gr. B |  |  |  | 1/2"-1-1/2" | PIPE, SEAMLESS | D | 1/2" | 1 1/2"-R-D-600-N |  | TYPE=PIPE |  | PL |  |  |  |  | mm | 21.336 | 0.5 | 1391.0926 | 9674.8267 | 4085.5749 |  | 10S | New |  | 1.95 | KG | [6 empty] | SHOP | SKID GAS | 322416
PIPE, SEAMLESS, BE, SCH 80, B36.10, A106 Gr B | API 5L Gr. B |  |  |  | 3"-8" | PIPE, SEAMLESS | D | 4" | 4"-PG-D-326-HT |  | TYPE=PIPE |  | PL |  |  |  |  | mm | 114.3 | 4 | 2323.2337 | 2300.0918 | 354.8352 |  | STD | New |  | 22.32 | KG | [6 empty] | SHOP | SKID GAS | 322420
PIPE, SEAMLESS, PE, SCH 160, B36.10, A106 Gr. B | ASTM A106 Gr. B |  |  |  | 1/2"-1-1/2" | PIPE, SEAMLESS | B | 1" | 1"-PG-B-317-N |  | TYPE=PIPE |  | PL |  |  |  |  | mm | 33.401 | 1 | 1450.4817 | 2417.9441 | 2038.6442 |  | 10S | New |  | 4.24 | KG | [6 empty] | SHOP | SKID GAS | 322422
PIPE, SEAMLESS, PE, SCH 160, B36.10, A106 Gr. B | ASTM A106 Gr. B |  |  |  | 1/2"-1-1/2" | PIPE, SEAMLESS | D | 1 1/2" | 1 1/2"-R-D-600-N |  | TYPE=PIPE |  | PL |  |  |  |  | mm | 48.26 | 1.5 | 1359.3426 | 10275.1706 | 3366.9962 |  | 10S | New |  | 7.25 | KG | [6 empty] | SHOP | SKID GAS | 322431
PIPE, SEAMLESS, BE, SCH 40, B36.10, A106 Gr. B | API 5L Gr. B |  |  |  | 2"-24" | PIPE, SEAMLESS | B | 3" | 3"-R-B-602-N |  | TYPE=PIPE |  | PL |  |  |  |  | mm | 88.9 | 3 | 194.3028 | 9674.8267 | 4579.4785 |  | STD | New |  | 11.29 | KG | [6 empty] | SHOP | SKID GAS | 322433
FLANGE WN, RF, #600, SCH 80, B16.5, A105 | ASME B16.5 |  |  |  | FLANGE WN | FLANGE WN | D | 4" | 4"-PG-D-305-N |  | TYPE=FLANGE,SKEY=FLWN |  | FL |  | RF |  |  | mm | 114.3 | 4 | 584.7026 | 13222.9596 | 3329.4479 | 600 |  | New |  | 18.87 | KG | [6 empty] | SHOP | SKID GAS | 322439 |  | 1.75
Nozzle, threaded, ASME B16.11 | ASME B16.11 |  |  |  | Nozzle, threaded, 2" ND, ASME B16.11 | Nozzle, threaded |  | 2"x4" |  |  |  |  | THDF | 11.0744 | RF |  |  | mm | 60.325 | 2 | 584.5006 | 8268.7668 | 734.383 | 6000 | [9 empty] | N-2_322723? |  | SHOP | SKID GAS | 322440
Nozzle, threaded, ASME B16.11 | ASME B16.11 |  |  |  | Nozzle, threaded, 2" ND, ASME B16.11 | Nozzle, threaded |  | 2"x4" |  |  |  |  | THDF | 11.0744 | RF |  |  | mm | 60.325 | 2 | 1359.3426 | 10477.0247 | 3366.9962 | 6000 | [9 empty] | N-5 |  | SHOP | SKID GAS | 322444
FLANGE WN, RF, #600, SCH 80, B16.5, A105 | ASME B16.5 |  |  |  | FLANGE WN | FLANGE WN | D | 6" |  |  | TYPE=FLANGE,SKEY=FLWN |  | FL |  | RF |  |  | mm | 168.275 | 6 | 1359.3426 | 12425.2155 | 1689.3901 | 600 |  | Existing |  | 38.21 | KG | [6 empty] | SHOP | SKID GAS | 322459 |  | 2.13
TEE RED, SW, 3000#, B16.11, A105 | ASME B16.11 |  |  |  | TEE RED SW | Tee (red) | B | 1"x1/2"x1" | 1"-LIH-B-448-N |  | TYPE=TEE,SKEY=TESW |  | SW | 0.5 |  |  |  | mm | 33.401 | 1 | 212.2462 | 10261.4939 | 214.5756 | 3000 |  | New |  | 0.53 | KG | [6 empty] | SHOP | SKID GAS | 322467
ELL 45, SW, 3000#, B16.11, A105 | ASME B16.11 |  |  |  | ELL 45 SW | ELL 45 | B | 1/2" | 1/2"-LIH-B-410-N |  | TYPE=ELBOW,SKEY=ELSW |  | SW | 0.38 |  |  |  | mm | 21.336 | 0.5 | 788.4451 | 249.3451 | 120.1571 | 3000 |  | New |  | 0.13 | KG | [6 empty] | SHOP | SKID GAS | 322515
ELL 90 LR, BW, SCH 80, B16.9, A234 WPB | ASME B16.9 |  |  |  | ELL 90 LR | ELL 90 LR | D | 4" | 4"-PG-D-305-N |  | TYPE=ELBOW,SKEY=ELBW |  | BV | 0 |  |  |  | mm | 114.3 | 4 | 584.7026 | 13435.5576 | 3902.5282 |  |  | New |  | 5.4 | KG | [6 empty] | SHOP | SKID GAS | 322522
Control Valve, Globe, Short Pattern, 600 LB, FPT, ISA S75.12 | ISA S75.12 |  |  |  | CONTROL VALVE, GLOBE, SHORT PATTERN, 1/2" ND, 600 LB, FPT, ISA S75.12, 5 154/357" LG | Control Valve, Globe, Short Pattern | D | 1/2" | 1/2"-LIH-D-400-N | Short Pattern | TYPE=INSTRUMENT,SKEY=CVSC |  | THDF | 0.5337 |  |  |  | mm | 21.336 | 0.5 | 546.1828 | 10261.4825 | 214.5756 | 600 |  | New | [7 empty] | ?-? |  | SHOP | SKID GAS | 322526
FLANGE WN, RF, #600, SCH 80, B16.5, A105 | ASME B16.5 |  |  |  | FLANGE WN | FLANGE WN | D | 3" | 3"-MUL-D-013-N |  | TYPE=FLANGE,SKEY=FLWN |  | FL |  | RF |  |  | mm | 88.9 | 3 | 294.4399 | 358.0003 | 2383.3962 | 600 |  | New |  | 9 | KG | [6 empty] | SHOP | SKID GAS | 322528 |  | 1.5
TEE, SW, 3000 #, B16.11, A105 | ASME B16.11 |  |  |  | TEE RED SW | Tee | D | 1/2" | 1/2"-LIH-D-409-N |  | TYPE=TEE,SKEY=TESW |  | SW | 0.38 |  |  |  | mm | 21.336 | 0.5 | 1862.6724 | 355.8101 | 308.5431 | 3000 |  | New |  |  | KG | [6 empty] | SHOP | SKID GAS | 322530
ELL 45, 3000#, NPT, B16.11, A-105 | ASME B16.11 |  |  |  | ELL 45, 1/2" ND, 3000 LB, FPT, ASME B16.11 | ELL 45 | A1A2 | 1/2" | 1/2"-PRW-A2-202-N |  | TYPE=ELBOW,SKEY=ELSC |  | THDF | 13.556 |  |  |  | mm | 21.336 | 0.5 | 498.3648 | 2893.7442 | 308.9942 | 3000 |  | New |  | 0.25 | KG | [6 empty] | SHOP | SKID GAS | 322533
UNION, SW, 3000#, MSS-SP-83, A105 | MSS-SP-83 |  |  |  | UNION | UNION | D | 1 1/2" | 1 1/2"-R-D-600-N |  | TYPE=UNION,SKEY=UNSW |  | SW | 0.75 |  |  |  | mm | 48.26 | 1.5 | 1359.3426 | 10313.4992 | 3366.9962 | 3000 |  | New |  | 1.6 | KG | [6 empty] | SHOP | SKID GAS | 322534
ELL 90, SW, 3000#, B16.11, A105 | ASME B16.11 |  |  |  | ELL 90 SW | ELL 90 | D | 1/2" | 1/2"-LIH-D-400-N |  | TYPE=ELBOW,SKEY=ELSW |  | SW | 0.38 |  |  |  | mm | 21.336 | 0.5 | 1359.3426 | 10261.4546 | 214.5756 | 3000 |  | New |  | 0.15 | KG | [6 empty] | SHOP | SKID GAS | 322539
FLOATING BALL VALVE, NPT, 2500#, A216 Gr WCB | ASME B16.10 |  |  |  | BALL VALVE, LONG PATTERN, 1/2" ND, 1500 LB, FPT, ASME B16.10, 2 9/50" LG | Ball Valve | D | 1/2" | 4"-PG-D-312-N | Long Pattern | SKEY=VBSC,TYPE=VALVE |  | THDF | 0.38 |  |  |  | mm | 21.336 | 0.5 | 3010.8839 | 10518.6417 | 2009.0063 | 1500 |  | New |  | 2.8 | KG |  |  |  |  | ?-? |  | SHOP | SKID GAS | 322541
PIPE, SEAMLESS, PE, SCH 160, B36.10, A106 Gr. B | ASTM A106 Gr. B |  |  |  | 1/2"-1-1/2" | PIPE, SEAMLESS | B | 1 1/2" | 1 1/2"-FG-B-309-N |  | TYPE=PIPE |  | PL |  |  |  |  | mm | 48.26 | 1.5 | 2236.0809 | 1517.7163 | 3532.4687 |  | 10S | New |  | 7.25 | KG | [6 empty] | SHOP | SKID GAS | 322576
Control Valve, Globe, Short Pattern, 150 LB, FPT, ISA S75.12 | ISA S75.12 |  |  |  | CONTROL VALVE, GLOBE, SHORT PATTERN, 1/2" ND, 150 LB, FPT, ISA S75.12, 5 154/357" LG | Control Valve, Globe, Short Pattern | B | 1/2" | 1"-LIH-B-412-N | Short Pattern | TYPE=INSTRUMENT,SKEY=CVSC |  | THDF | 0.5337 |  |  |  | mm | 21.336 | 0.5 | 709.0816 | 4051.7089 | 209.3269 | 150 |  | New | [7 empty] | ?-? |  | SHOP | SKID GAS | 322582
Y-TYPE STRAINER, SW, 3000#, B16.10, A216 Gr WCB | ASME B16.10 |  |  |  | Y-Type Strainer SW | Y-Type Strainer | D | 1/2" | 1/2"-LIH-D-433-N |  | TYPE=FILTER,SKEY=FISW |  | SW |  |  |  |  | mm | 21.336 | 0.5 | 584.5012 | 8359.5148 | 214.5756 | 600 |  | New |  | 0.55 | KG | [6 empty] | SHOP | SKID GAS | 322590
FLANGE WN, RF, #600, SCH 80, B16.5, A105 | ASME B16.5 |  |  |  | FLANGE WN | FLANGE WN | D | 2" |  |  | TYPE=FLANGE,SKEY=FLWN |  | FL |  | RF |  |  | mm | 60.325 | 2 | 1359.3426 | 12223.476 | 1411.9962 | 600 |  | Existing |  | 4.5 | KG | [6 empty] | SHOP | SKID GAS | 322593 |  | 1.25
PLUG, HEX HEAD, NPT, 3000#, B16.11, A105 | ASME B16.11 |  |  |  | PLUG HEX MPT | Plug, Hex Head | D | 1/2" | 1 1/2"-R-D-600-N |  | TYPE=MISC-COMPONENT,SKEY=PL |  | THDM | 0 |  |  |  | mm | 22.352 | 0.5 | 1521.4646 | 10254.2267 | 4085.5749 |  |  | New |  | 0.07 | KG | [6 empty] | SHOP | SKID GAS | 322596
FLANGE WN, RF, #600, SCH 80, B16.5, A105 | ASME B16.5 |  |  |  | FLANGE WN | FLANGE WN | D | 4" | 3"-MUL-D-015-N |  | TYPE=FLANGE,SKEY=FLWN |  | FL |  | RF |  |  | mm | 114.3 | 4 | 582.1719 | 5340.107 | 1297.783 | 600 |  | New |  | 18.87 | KG | [6 empty] | SHOP | SKID GAS | 322612 |  | 1.75
TEE RED, SW, 3000#, B16.11, A105 | ASME B16.11 |  |  |  | TEE RED SW | Tee (red) | B | 1 1/2"x1/2" | 1 1/2"-FG-B-309-N |  | TYPE=TEE,SKEY=TESW |  | SW | 0.5 |  |  |  | mm | 48.26 | 1.5 | 2236.0809 | 1669.4663 | 3532.4687 | 3000 |  | New |  | 1.35 | KG | [6 empty] | SHOP | SKID GAS | 322618
HEX HEAD BUSHING, 3000#, B16.11, A105 | ASME B16.11 |  |  |  | HEX HEAD BUSHING, 1"X1/2" ND, MPTXFPT, ASME B16.11 | Hex Head Bushing | D | 1"x1/2" | 1/2"-LIH-D-409-N |  | TYPE=COUPLING,SKEY=COSC |  | THDM | 0 |  |  |  | mm | 33.401 | 1 | 1759.2244 | 1460.21 | 827.7077 |  |  | New |  | 0.15 | KG | [6 empty] | SHOP | SKID GAS | 322622
PIPE, SEAMLESS, BE, SCH 80, B36.10, A106 Gr B | API 5L Gr. B |  |  |  | 3"-8" | PIPE, SEAMLESS | D | 4" | 4"-PG-D-326-HT |  | TYPE=PIPE |  | PL |  |  |  |  | mm | 114.3 | 4 | 2130.2714 | 8566.2503 | 354.8352 |  | STD | New |  | 22.32 | KG | [6 empty] | SHOP | SKID GAS | 322631
ELL 90, SW, 3000#, B16.11, A105 | ASME B16.11 |  |  |  | ELL 90 SW | ELL 90 | D | 1/2" | 1/2"-LIH-D-409-N |  | TYPE=ELBOW,SKEY=ELSW |  | SW | 0.38 |  |  |  | mm | 21.336 | 0.5 | 1862.6724 | 249.3141 | 308.5431 | 3000 |  | New |  | 0.15 | KG | [6 empty] | SHOP | SKID GAS | 322632
PIPE, SEAMLESS, PE, SCH 160, B36.10, A106 Gr. B | ASTM A106 Gr. B |  |  |  | 1/2"-1-1/2" | PIPE, SEAMLESS | B | 1" | 1"-LIH-B-448-N |  | TYPE=PIPE |  | PL |  |  |  |  | mm | 33.401 | 1 | 212.1108 | 5956.7147 | 214.5756 |  | 10S | New |  | 4.24 | KG | [6 empty] | SHOP | SKID GAS | 322651
UNION, SW, 3000#, MSS-SP-83, A105 | MSS-SP-83 |  |  |  | UNION | UNION | D | 1/2" | 1/2"-DO-B-502-N |  | TYPE=UNION,SKEY=UNSW |  | SW | 0.5 |  |  |  | mm | 21.336 | 0.5 | 582.582 | 5855.7676 | 633.1575 | 3000 |  | New |  | 0.35 | KG | [6 empty] | SHOP | SKID GAS | 322655
PRESSURE RELIEF VALVE, PILOT OPERATED, F, RF, API 526 | API 526 |  |  |  | PRESSURE RELIEF VALVE, PILOT OPERATED, 1 1/2" F 2", 600-150 LB, RF, API 526 | Pressure Relief Valve, Pilot Operated | A3A2 | 1 1/2"x2" | 3"-R-B-605-N | F | TYPE=INSTRUMENT-ANGLE,SKEY=RAFL |  | FL |  | RF |  |  | mm | 48.26 | 1.5 | 1227.2776 | 9076.7055 | 3555.4934 | 600 |  | New |  | 30 | LB |  |  |  |  | ?-? |  | SHOP | SKID GAS | 322675 |  | 28.702
PIPE, SEAMLESS, PE, SCH 160, B36.10, A106 Gr. B | ASTM A106 Gr. B |  |  |  | 1/2"-1-1/2" | PIPE, SEAMLESS | D | 1 1/2" | 1 1/2"-R-D-600-N |  | TYPE=PIPE |  | PL |  |  |  |  | mm | 48.26 | 1.5 | 1359.3426 | 9706.5767 | 3631.9049 |  | 10S | New |  | 7.25 | KG | [6 empty] | SHOP | SKID GAS | 322680
UNION, SW, 3000#, MSS-SP-83, A105 | MSS-SP-83 |  |  |  | UNION | UNION | D | 1/2" | 1/2"-LIH-B-407-N |  | TYPE=UNION,SKEY=UNSW |  | SW | 0.5 |  |  |  | mm | 21.336 | 0.5 | 553.812 | 5979.0544 | 120.1571 | 3000 |  | New |  | 0.35 | KG | [6 empty] | SHOP | SKID GAS | 322688
Nozzle, flanged, RF, 600, ASME B16.5 | ASME B16.5 |  |  |  | Nozzle, flanged, 2" ND, RF, 600, ASME B16.5 | Nozzle, flanged |  | 2" |  |  |  |  | FL |  | RF |  |  | mm | 60.325 | 2 | 1261.8645 | 2069.8099 | 2157.7077 | 600 | [9 empty] | N-5 |  | SHOP | SKID GAS | 322696 |  | 31.75
FLANGE WN, #150, RF, SCH 40, B16.5, A105 | ASME B16.5 |  |  |  | FLANGE WN | FLANGE WN | B | 3" | 6"-R-B-617-N |  | TYPE=FLANGE,SKEY=FLWN |  | FL |  | RF |  |  | mm | 88.9 | 3 | 80.0028 | 2067.4101 | 3368.9431 | 150 |  | New |  | 4.97 | KG | [6 empty] | SHOP | SKID GAS | 322735 |  | 0.94
FLANGE WN, #150, RF, SCH 40, B16.5, A105 | ASME B16.5 |  |  |  | FLANGE WN | FLANGE WN | B | 3" | 3"-R-B-611-N |  | TYPE=FLANGE,SKEY=FLWN |  | FL |  | RF |  |  | mm | 88.9 | 3 | 1135.6392 | 2067.4101 | 3841.4393 | 150 |  | New |  | 4.97 | KG | [6 empty] | SHOP | SKID GAS | 322736 |  | 0.94
Nozzle, flanged, RF, 600, ASME B16.5 | ASME B16.5 |  |  |  | Nozzle, flanged, 4" ND, RF, 600, ASME B16.5 | Nozzle, flanged |  | 4" |  |  |  |  | FL |  | RF |  |  | mm | 114.3 | 4 | 1922.2646 | 1460.21 | 2757.7077 | 600 | [9 empty] | N-2 |  | SHOP | SKID GAS | 322747 |  | 44.45
Nozzle, flanged, RF, 600, ASME B16.5 | ASME B16.5 |  |  |  | Nozzle, flanged, 4" ND, RF, 600, ASME B16.5 | Nozzle, flanged |  | 4"x2" |  |  |  |  | FL |  | RF |  |  | mm | 114.3 | 4 | 2130.2714 | 7951.1 | 1141.606 | 600 | [9 empty] | N-6 |  | SHOP | SKID GAS | 322748 |  | 44.45
ELL 90, SW, 3000#, B16.11, A105 | ASME B16.11 |  |  |  | ELL 90 SW | ELL 90 | B | 1 1/2" | 1 1/2"-FG-B-309-N |  | TYPE=ELBOW,SKEY=ELSW |  | SW | 0.5 |  |  |  | mm | 48.26 | 1.5 | 2236.0809 | 3450.802 | 3532.4687 | 3000 |  | New |  | 0.96 | KG | [6 empty] | SHOP | SKID GAS | 322761
UNION, SW, 3000#, MSS-SP-83, A105 | MSS-SP-83 |  |  |  | UNION | UNION | D | 1/2" | 1/2"-PRW-D-200-N |  | TYPE=UNION,SKEY=UNSW |  | SW | 0.5 |  |  |  | mm | 21.336 | 0.5 | 584.1977 | 7887.7669 | 633.1575 | 3000 |  | New |  | 0.35 | KG | [6 empty] | SHOP | SKID GAS | 322772
FLANGE WN, RF, #600, SCH 80, B16.5, A105 | ASME B16.5 |  |  |  | FLANGE WN | FLANGE WN | D | 4" | 4"-PG-D-314-N |  | TYPE=FLANGE,SKEY=FLWN |  | FL |  | RF |  |  | mm | 114.3 | 4 | 1261.8645 | -0.00825 | 3101.6857 | 600 |  | New |  | 18.87 | KG | [6 empty] | SHOP | SKID GAS | 322778 |  | 1.75
PIPE, SEAMLESS, PE, SCH 160, B36.10, A106 Gr. B | ASTM A106 Gr. B |  |  |  | 1/2"-1-1/2" | PIPE, SEAMLESS | D | 1/2" | 1/2"-LIH-D-409-N |  | TYPE=PIPE |  | PL |  |  |  |  | mm | 21.336 | 0.5 | 1862.6724 | 1460.21 | 811.9597 |  | 10S | New |  | 1.95 | KG | [6 empty] | SHOP | SKID GAS | 322780
Nozzle, flanged, RF, 600, ASME B16.5 | ASME B16.5 |  |  |  | Nozzle, flanged, 6" ND, RF, 600, ASME B16.5 | Nozzle, flanged |  | 6"x2" |  |  |  |  | FL |  | RF |  |  | mm | 168.275 | 6 | 3010.8839 | 645.35 | 734.231 | 600 | [9 empty] | N-3 |  | SHOP | SKID GAS | 322784 |  | 54.102
Nozzle, flanged, RF, 600, ASME B16.5 | ASME B16.5 |  |  |  | Nozzle, flanged, 6" ND, RF, 600, ASME B16.5 | Nozzle, flanged |  | 6" |  |  |  |  | FL |  | RF |  |  | mm | 168.275 | 6 | 3010.8839 | 12626.525 | 1686.231 | 600 | [9 empty] | N-2 |  | SHOP | SKID GAS | 322793 |  | 54.102
ELL 45 LR, BW, SCH 80, B16.9, A234 WPB | ASME B16.9 |  |  |  | ELL 45 BW | ELL 45 LR | D | 4" | 4"-PG-D-326-HT |  | TYPE=ELBOW,SKEY=ELBW |  | BV | 0 |  |  |  | mm | 114.3 | 4 | 2278.3327 | 2255.1908 | 354.8352 |  |  | New |  | 2.7 | KG | [6 empty] | SHOP | SKID GAS | 322795
UNION, SW, 3000#, MSS-SP-83, A105 | MSS-SP-83 |  |  |  | UNION | UNION | D | 1/2" | 1/2"-LIH-D-433-N |  | TYPE=UNION,SKEY=UNSW |  | SW | 0.5 |  |  |  | mm | 21.336 | 0.5 | 584.5257 | 8663.7394 | 214.5756 | 3000 |  | New |  | 0.35 | KG | [6 empty] | SHOP | SKID GAS | 322798
SOCKOLET, #3000, B16.11, A105 | ASME B16.11 |  |  |  | SOCKOLET | SOCKOLET | B | 3"x1/2" | 3"-R-B-602-N |  | TYPE=OLET,SKEY=THSW |  | BV | 0 |  |  |  | mm | 88.9 | 3 | 650.839 | 9674.8267 | 4579.4785 | 3000 |  | New |  | 0.15 | KG | [6 empty] | SHOP | SKID GAS | 322799
FLANGE WN, #150, RF, SCH 40, B16.5, A105 | ASME B16.5 |  |  |  | FLANGE WN | FLANGE WN | B | 3" | 3"-R-B-611-N |  | TYPE=FLANGE,SKEY=FLWN |  | FL |  | RF |  |  | mm | 88.9 | 3 | 80.0028 | 2067.4101 | 3371.3434 | 150 |  | New |  | 4.97 | KG | [6 empty] | SHOP | SKID GAS | 322825 |  | 0.94
PRESSURE RELIEF VALVE, PILOT OPERATED, G, RF, API 526 | API 526 |  |  |  | PRESSURE RELIEF VALVE, PILOT OPERATED, 2" G 3", 150-150 LB, RF, API 526 | Pressure Relief Valve, Pilot Operated | A1A2 | 2"x3" | 3"-R-B-616-N | G | TYPE=INSTRUMENT-ANGLE,SKEY=RAFL |  | FL |  | RF |  |  | mm | 60.325 | 2 | 1450.4817 | 2863.4494 | 3556.2681 | 150 |  | New |  | 59 | LB |  |  |  |  | ?-? |  | SHOP | SKID GAS | 322826 |  | 19.05
ELL 90 LR, BW, SCH 80, B16.9, A234 WPB | ASME B16.9 |  |  |  | ELL 90 LR | ELL 90 LR | D | 4" | 4"-PG-D-326-HT |  | TYPE=ELBOW,SKEY=ELBW |  | BV | 0 |  |  |  | mm | 114.3 | 4 | 2635.0714 | 9533.0509 | 354.8352 |  |  | New |  | 5.4 | KG | [6 empty] | SHOP | SKID GAS | 322847
ELL 90, SW, 3000#, B16.11, A105 | ASME B16.11 |  |  |  | ELL 90 SW | ELL 90 | B | 1" | 1"-DO-B-505-N |  | TYPE=ELBOW,SKEY=ELSW |  | SW | 0.5 |  |  |  | mm | 33.401 | 1 | 1209.2584 | 5727.4457 | 214.5756 | 3000 |  | New |  | 0.38 | KG | [6 empty] | SHOP | SKID GAS | 322858
ORIFICE PLATE, # 150, RF, ASME B16.48 | ASME B16.48 |  |  |  | ORIFICE PLATE, 2", 150#, RF, 2 15/16" LG, ASME B16.48 | Orifice Plate | A1A2 | 2" | 1 1/2"-FG-B-309-N |  | TYPE=INSTRUMENT,SKEY=OP |  | WF | 0 | RF |  |  | mm | 60.325 | 2 | 2236.0809 | 974.1669 | 3532.4687 | 150 |  | New |  | 0.6 | LB | [6 empty] | SHOP | SKID GAS | 322873
UNION, 3000#, SW, MSS-SP-83, A105 | MSS-SP-83 |  |  |  | UNION | UNION | B | 1" | 1"-PG-B-318-N |  | TYPE=UNION,SKEY=UNSW |  | SW | 0.625 |  |  |  | mm | 33.401 | 1 | 1450.4817 | 2592.2021 | 2060.9962 | 3000 |  | New |  | 0.78 | KG | [6 empty] | SHOP | SKID GAS | 322884
PIPE, SEAMLESS, PE, SCH 160, B36.10, A106 Gr. B | ASTM A106 Gr. B |  |  |  | 1/2"-1-1/2" | PIPE, SEAMLESS | B | 1/2" | 1/2"-LIH-B-407-N |  | TYPE=PIPE |  | PL |  |  |  |  | mm | 21.336 | 0.5 | 1770.7731 | 5979.0045 | 311.9988 |  | 10S | New |  | 1.95 | KG | [6 empty] | SHOP | SKID GAS | 322909
PIPE, SEAMLESS, BE, SCH 80, B36.10, A106 Gr B | API 5L Gr. B |  |  |  | 3"-8" | PIPE, SEAMLESS | D | 4" | 4"-PG-D-306-N |  | TYPE=PIPE |  | PL |  |  |  |  | mm | 114.3 | 4 | 584.7026 | 12170.409 | 3329.4479 |  | STD | New |  | 22.32 | KG | [6 empty] | SHOP | SKID GAS | 322910
Nozzle, flanged, RF, 600, ASME B16.5 | ASME B16.5 |  |  |  | Nozzle, flanged, 2" ND, RF, 600, ASME B16.5 | Nozzle, flanged |  | 2" |  |  |  |  | FL |  | RF |  |  | mm | 60.325 | 2 | 1261.8645 | 2069.8099 | 2457.7077 | 600 | [9 empty] | N-4 |  | SHOP | SKID GAS | 322917 |  | 31.75
PIPE, SEAMLESS, PE, SCH 160, B36.10, A106 Gr. B | ASTM A106 Gr. B |  |  |  | 1/2"-1-1/2" | PIPE, SEAMLESS | D | 1/2" | 1/2"-LIH-D-400-N |  | TYPE=PIPE |  | PL |  |  |  |  | mm | 21.336 | 0.5 | 1225.0971 | 10261.4592 | 214.5756 |  | 10S | New |  | 1.95 | KG | [6 empty] | SHOP | SKID GAS | 322925
BALL VALVE, RF, #600, FB, FS, B16.10, A216 Gr WCB | ASME B16.10 |  |  |  | BALL VALVE #600 RF | Ball Valve | D | 4" | 4"-PG-D-306-N | Long Pattern | SKEY=VBFL,TYPE=VALVE |  | FL | 0 | RF |  |  | mm | 114.3 | 4 | 584.7026 | 12788.7593 | 3329.4479 | 600 |  | New |  | 68 | KG |  |  |  |  | ?-? |  | SHOP | SKID GAS | 322934 |  | 1.75
FLOATING BALL VALVE, NPT, 2500#, A216 Gr WCB | ASME B16.10 |  |  |  | BALL VALVE, LONG PATTERN, 1/2" ND, 1500 LB, FPT, ASME B16.10, 2 9/50" LG | Ball Valve | D | 1/2" | 1/2"-OD-B-501-N | Long Pattern | SKEY=VBSC,TYPE=VALVE |  | THDF | 0.38 |  |  |  | mm | 21.336 | 0.5 | 1777.2899 | 7377.0317 | 214.5756 | 1500 |  | New |  | 2.8 | KG |  |  |  |  | ?-? |  | SHOP | SKID GAS | 322936
PLUG, HEX HEAD, NPT, 3000#, B16.11, A105 | ASME B16.11 |  |  |  | PLUG HEX MPT | Plug, Hex Head | D | 1/2" | 4"-PG-D-326-HT |  | TYPE=MISC-COMPONENT,SKEY=PL |  | THDM | 0 |  |  |  | mm | 22.352 | 0.5 | 2382.6714 | 9533.0509 | 555.0572 |  |  | New |  | 0.07 | KG | [6 empty] | SHOP | SKID GAS | 322946
TEE RED, SW, 3000#, B16.11, A105 | ASME B16.11 |  |  |  | TEE RED SW | Tee (red) | D | 1 1/2"x1/2" | 1 1/2"-R-D-600-N |  | TYPE=TEE,SKEY=TESW |  | SW | 0.5 |  |  |  | mm | 48.26 | 1.5 | 1359.3426 | 9674.8267 | 4085.5749 | 3000 |  | New |  | 1.35 | KG | [6 empty] | SHOP | SKID GAS | 322951
PIPE, SEAMLESS, PE, SCH 160, B36.10, A106 Gr. B | ASTM A106 Gr. B |  |  |  | 1/2"-1-1/2" | PIPE, SEAMLESS | D | 1/2" | 1/2"-LIH-D-400-N |  | TYPE=PIPE |  | PL |  |  |  |  | mm | 21.336 | 0.5 | 1359.3426 | 10352.2026 | 811.9962 |  | 10S | New |  | 1.95 | KG | [6 empty] | SHOP | SKID GAS | 322973
FLANGE WN, RF, #600, SCH 80, B16.5, A105 | ASME B16.5 |  |  |  | FLANGE WN | FLANGE WN | D | 8" | 4"-PG-D-305-N |  | TYPE=FLANGE,SKEY=FLWN |  | FL |  | RF |  |  | mm | 219.075 | 8 | 1359.3426 | 11116.5246 | 4533.2591 | 600 |  | New |  | 60.96 | KG | [6 empty] | SHOP | SKID GAS | 322980 |  | 2.44
PIPE, SEAMLESS, PE, SCH 160, B36.10, A106 Gr. B | ASTM A106 Gr. B |  |  |  | 1/2"-1-1/2" | PIPE, SEAMLESS | D | 1/2" | 4"-PG-D-326-HT |  | TYPE=PIPE |  | PL |  |  |  |  | mm | 21.336 | 0.5 | 2114.5234 | 9304.5269 | 194.2372 |  | 10S | New |  | 1.95 | KG | [6 empty] | SHOP | SKID GAS | 322983
PLUG, HEX HEAD, NPT, 3000#, B16.11, A105 | ASME B16.11 |  |  |  | PLUG HEX MPT | Plug, Hex Head | B | 1/2" | 3"-R-B-602-N |  | TYPE=MISC-COMPONENT,SKEY=PL |  | THDM | 0 |  |  |  | mm | 22.352 | 0.5 | 650.839 | 9674.8267 | 4388.7815 |  |  | New |  | 0.07 | KG | [6 empty] | SHOP | SKID GAS | 322992
Y-TYPE STRAINER, SW, 3000#, B16.10, A216 Gr WCB | ASME B16.10 |  |  |  | Y-Type Strainer SW | Y-Type Strainer | D | 1/2" | 1/2"-PRW-D-200-N |  | TYPE=FILTER,SKEY=FISW |  | SW |  |  |  |  | mm | 21.336 | 0.5 | 231.7388 | 7797.0297 | 307.3387 | 600 |  | New |  | 0.55 | KG | [6 empty] | SHOP | SKID GAS | 322999
PIPE, SEAMLESS, BE, SCH 40, B36.10, A106 Gr. B | API 5L Gr. B |  |  |  | 2"-24" | PIPE, SEAMLESS | B | 2" | 1 1/2"-FG-B-309-N |  | TYPE=PIPE |  | PL |  |  |  |  | mm | 60.325 | 2 | 2236.0809 | 1040.8419 | 3532.4687 |  | STD | New |  | 5.44 | KG | [6 empty] | SHOP | SKID GAS | 323013
TEE RED, SW, 3000#, B16.11, A105 | ASME B16.11 |  |  |  | TEE RED SW | Tee (red) | D | 1 1/2"x1/2" | 1 1/2"-R-D-600-N |  | TYPE=TEE,SKEY=TESW |  | SW | 0.5 |  |  |  | mm | 48.26 | 1.5 | 1359.3426 | 10254.2267 | 4085.5749 | 3000 |  | New |  | 1.35 | KG | [6 empty] | SHOP | SKID GAS | 323027
FLOATING BALL VALVE, NPT, 2500#, A216 Gr WCB | ASME B16.10 |  |  |  | BALL VALVE, LONG PATTERN, 1/2" ND, 1500 LB, FPT, ASME B16.10, 2 9/50" LG | Ball Valve | D | 1/2" | 4"-PG-D-326-HT | Long Pattern | SKEY=VBSC,TYPE=VALVE |  | THDF | 0.38 |  |  |  | mm | 21.336 | 0.5 | 2382.6714 | 9533.0509 | 499.6852 | 1500 |  | New |  | 2.8 | KG |  |  |  |  | ?-? |  | SHOP | SKID GAS | 323034
BALL VALVE, FLOATING, NPT, 800#, FB, FS, A216 Gr. WCB | ASME B16.10 |  |  |  | BALL VALVE, LONG PATTERN, 1/2" ND, 1500 LB, FPT, ASME B16.10, 2 9/50" LG | Ball Valve | B | 1/2" | 1/2"-DO-B-504-N | Long Pattern | SKEY=VBSC,TYPE=VALVE |  | THDF | 0.38 |  |  |  | mm | 21.336 | 0.5 | 559.9012 | 3106.4716 | 336.7409 | 1500 |  | New |  |  | KG |  |  |  |  | ?-? |  | SHOP | SKID GAS | 323038
BALL VALVE, RF, #150, FB, FS, B16.10, A216 Gr. WCB | ASME B16.10 |  |  |  | BALL VALVE NPT | Ball Valve | B | 3" | 3"-R-B-601-N | Short Pattern | SKEY=VBFL,TYPE=VALVE |  | FL |  | RF |  |  | mm | 88.9 | 3 | 80.0028 | 10254.2267 | 3574.5433 | 150 |  | New |  | 25 | KG |  |  |  |  | ?-? |  | SHOP | SKID GAS | 323069 |  | 0.94
FLANGE WN, RF, #600, SCH 80, B16.5, A105 | ASME B16.5 |  |  |  | FLANGE WN | FLANGE WN | D | 4" | 4"-PG-D-326-HT |  | TYPE=FLANGE,SKEY=FLWN |  | FL |  | RF |  |  | mm | 114.3 | 4 | 2130.2714 | 7953.5003 | 1141.606 | 600 |  | New |  | 18.87 | KG | [6 empty] | SHOP | SKID GAS | 323106 |  | 1.75
FLANGE WN, #150, RF, SCH 40, B16.5, A105 | ASME B16.5 |  |  |  | FLANGE WN | FLANGE WN | B | 3" | 6"-R-B-617-N |  | TYPE=FLANGE,SKEY=FLWN |  | FL |  | RF |  |  | mm | 88.9 | 3 | 80.0028 | 10254.2267 | 3368.943 | 150 |  | New |  | 4.97 | KG | [6 empty] | SHOP | SKID GAS | 323113 |  | 0.94
ELL 90, 3000#, NPT, B16.11, A-105 | ASME B16.11 |  |  |  | ELL 90, 1/2" ND, 3000 LB, FPT, ASME B16.11 | ELL 90 | A1A2 | 1/2" | 1/2"-PRW-A2-201-N |  | TYPE=ELBOW,SKEY=ELSC |  | THDF | 13.556 |  |  |  | mm | 21.336 | 0.5 | 231.0565 | 5637.4457 | 307.339 | 3000 |  | New |  | 0.19 | KG | [6 empty] | SHOP | SKID GAS | 323119
PIPE, SEAMLESS, PE, SCH 160, B36.10, A106 Gr. B | ASTM A106 Gr. B |  |  |  | 1/2"-1-1/2" | PIPE, SEAMLESS | D | 1/2" | 1/2"-OD-B-501-N |  | TYPE=PIPE |  | PL |  |  |  |  | mm | 21.336 | 0.5 | 1832.6619 | 7377.0317 | 214.5756 |  | 10S | New |  | 1.95 | KG | [6 empty] | SHOP | SKID GAS | 323132
TEE, SW, 3000#, B16.11, A105 | ASME B16.11 |  |  |  | TEE RED SW | Tee | B | 1" | 1"-LIH-B-448-N |  | TYPE=TEE,SKEY=TESW |  | SW | 0.5 |  |  |  | mm | 33.401 | 1 | 211.9943 | 2513.9447 | 214.5756 | 3000 |  | New |  |  | KG | [6 empty] | SHOP | SKID GAS | 323146
TEE RED, SW, 3000#, B16.11, A105 | ASME B16.11 |  |  |  | TEE RED SW | Tee (red) | B | 1"x1/2"x1" | 1"-DO-B-505-N |  | TYPE=TEE,SKEY=TESW |  | SW | 0.5 |  |  |  | mm | 33.401 | 1 | 584.1977 | 5727.4457 | 214.5756 | 3000 |  | New |  | 0.53 | KG | [6 empty] | SHOP | SKID GAS | 323160
Nozzle, threaded, ASME B16.11 | ASME B16.11 |  |  |  | Nozzle, threaded, 1" ND, ASME B16.11 | Nozzle, threaded |  | 1" |  |  |  |  | THDF | 10.16 | RF |  |  | mm | 33.401 | 1 | 582.5214 | 5779.5676 | 1556.383 | 6000 | [9 empty] | N-2_322723? |  | SHOP | SKID GAS | 323164
FLANGE WN, RF, #600, SCH 80, B16.5, A105 | ASME B16.5 |  |  |  | FLANGE WN | FLANGE WN | D | 4" | 4"-PG-D-312-N |  | TYPE=FLANGE,SKEY=FLWN |  | FL |  | RF |  |  | mm | 114.3 | 4 | 1924.6649 | 1460.21 | 2757.7077 | 600 |  | New |  | 18.87 | KG | [6 empty] | SHOP | SKID GAS | 323174 |  | 1.75
FLANGE BLIND, RF, #600, B16.5, A105 | ASME B16.5 |  |  |  | FLANGE BLIND | FLANGE BLIND | D | 8" | 3"-MUL-D-013-N |  | TYPE=FLANGE-BLIND,SKEY=FLBL |  | FL |  | RF |  |  | mm | 219.075 | 8 | 1359.3426 | 10250.6242 | 2611.9962 | 600 |  | New |  | 64 | KG | [6 empty] | SHOP | SKID GAS | 323199 |  | 2.44
PIPE, SEAMLESS, BE, SCH 80, B36.10, A106 Gr B | API 5L Gr. B |  |  |  | 3"-8" | PIPE, SEAMLESS | D | 4" | 4"-PG-D-326-HT |  | TYPE=PIPE |  | PL |  |  |  |  | mm | 114.3 | 4 | 2234.9194 | 9533.0509 | 354.8352 |  | STD | New |  | 22.32 | KG | [6 empty] | SHOP | SKID GAS | 323245
TEE, SW, 3000 #, B16.11, A105 | ASME B16.11 |  |  |  | TEE RED SW | Tee | D | 1/2" | 1/2"-LIH-D-400-N |  | TYPE=TEE,SKEY=TESW |  | SW | 0.38 |  |  |  | mm | 21.336 | 0.5 | 1209.3491 | 10261.4597 | 214.5756 | 3000 |  | New |  |  | KG | [6 empty] | SHOP | SKID GAS | 323251
TEE RED, SW, 3000#, B16.11, A105 | ASME B16.11 |  |  |  | TEE RED SW | Tee (red) | B | 1"x1/2" | 1"-DO-B-505-N |  | TYPE=TEE,SKEY=TESW |  | SW | 0.5 |  |  |  | mm | 33.401 | 1 | 1209.2584 | 7377.0317 | 214.5756 | 3000 |  | New |  | 0.53 | KG | [6 empty] | SHOP | SKID GAS | 323253
TEE RED, SW, 3000#, B16.11, A105 | ASME B16.11 |  |  |  | TEE RED SW | Tee (red) | B | 1"x1/2" | 1"-LIH-B-448-N |  | TYPE=TEE,SKEY=TESW |  | SW | 0.5 |  |  |  | mm | 33.401 | 1 | 212.1116 | 5979.0667 | 214.5756 | 3000 |  | New |  | 0.53 | KG | [6 empty] | SHOP | SKID GAS | 323254
PIPE, SEAMLESS, PE, SCH 160, B36.10, A106 Gr. B | ASTM A106 Gr. B |  |  |  | 1/2"-1-1/2" | PIPE, SEAMLESS | D | 1 1/2" | 1 1/2"-R-D-600-N |  | TYPE=PIPE |  | PL |  |  |  |  | mm | 48.26 | 1.5 | 1359.3426 | 9674.8267 | 4053.8249 |  | 10S | New |  | 7.25 | KG | [6 empty] | SHOP | SKID GAS | 323263
PIPE, SEAMLESS, BE, SCH 80, B36.10, A106 Gr B | API 5L Gr. B |  |  |  | 3"-8" | PIPE, SEAMLESS | D | 3" | 3"-MUL-D-013-N |  | TYPE=PIPE |  | PL |  |  |  |  | mm | 88.9 | 3 | 294.4399 | 8914.1958 | 2383.3962 |  | STD | New |  | 15.27 | KG | [6 empty] | SHOP | SKID GAS | 323294
Nozzle, flanged, RF, 600, ASME B16.5 | ASME B16.5 |  |  |  | Nozzle, flanged, 4" ND, RF, 600, ASME B16.5 | Nozzle, flanged |  | 4" |  |  |  |  | FL |  | RF |  |  | mm | 114.3 | 4 | 1261.8645 | 1460.21 | 4259.9706 | 600 | [9 empty] | N-1 |  | SHOP | SKID GAS | 323307 |  | 44.45
ELL 90 LR, BW, SCH 80, B16.9, A234 WPB | ASME B16.9 |  |  |  | ELL 90 LR | ELL 90 LR | D | 4" | 4"-PG-D-306-N |  | TYPE=ELBOW,SKEY=ELBW |  | BV | 0 |  |  |  | mm | 114.3 | 4 | 584.7026 | 8522.7667 | 3329.4479 |  |  | New |  | 5.4 | KG | [6 empty] | SHOP | SKID GAS | 323308
FLANGE WN, RF, #600, SCH 80, B16.5, A105 | ASME B16.5 |  |  |  | FLANGE WN | FLANGE WN | D | 4" | 4"-PG-D-306-N |  | TYPE=FLANGE,SKEY=FLWN |  | FL |  | RF |  |  | mm | 114.3 | 4 | 584.7026 | 11611.8837 | 3329.4479 | 600 |  | New |  | 18.87 | KG | [6 empty] | SHOP | SKID GAS | 323321 |  | 1.75
FLANGE WN, RF, #600, SCH 80, B16.5, A105 | ASME B16.5 |  |  |  | FLANGE WN | FLANGE WN | D | 2" |  |  | TYPE=FLANGE,SKEY=FLWN |  | FL |  | RF |  |  | mm | 60.325 | 2 | 1359.3426 | 12221.0757 | 1411.9962 | 600 |  | Existing |  | 4.5 | KG | [6 empty] | SHOP | SKID GAS | 323335 |  | 1.25
PIPE, SEAMLESS, PE, SCH 160, B36.10, A106 Gr. B | ASTM A106 Gr. B |  |  |  | 1/2"-1-1/2" | PIPE, SEAMLESS | D | 1/2" | 1/2"-LIH-D-433-N |  | TYPE=PIPE |  | PL |  |  |  |  | mm | 21.336 | 0.5 | 584.5006 | 8268.7668 | 609.5609 |  | 10S | New |  | 1.95 | KG | [6 empty] | SHOP | SKID GAS | 323358
PIPE, SEAMLESS, PE, SCH 160, B36.10, A106 Gr. B | ASTM A106 Gr. B |  |  |  | 1/2"-1-1/2" | PIPE, SEAMLESS | D | 1/2" | 1/2"-PRW-D-200-N |  | TYPE=PIPE |  | PL |  |  |  |  | mm | 21.336 | 0.5 | 231.7388 | 7797.0297 | 307.3387 |  | 10S | New |  | 1.95 | KG | [6 empty] | SHOP | SKID GAS | 323374
ELL 90 LR, BW, SCH 40, B16.9, A234 WPB | ASME B16.9 |  |  |  | ELL 90 LR | ELL 90 LR | B | 3" | 3"-R-B-611-N |  | TYPE=ELBOW,SKEY=ELBW |  | BV | 0 |  |  |  | mm | 88.9 | 3 | 80.0028 | 2067.4101 | 3841.4393 |  |  | New |  | 2.03 | KG | [6 empty] | SHOP | SKID GAS | 323375
ELL 90 LR, BW, SCH 80, B16.9, A234 WPB | ASME B16.9 |  |  |  | ELL 90 LR | ELL 90 LR | D | 4" | 4"-PG-D-312-N |  | TYPE=ELBOW,SKEY=ELBW |  | BV | 0 |  |  |  | mm | 114.3 | 4 | 2185.0149 | 1460.21 | 2157.0313 |  |  | New |  | 5.4 | KG | [6 empty] | SHOP | SKID GAS | 323376
Nozzle, flanged, RF, 600, ASME B16.5 | ASME B16.5 |  |  |  | Nozzle, flanged, 8" ND, RF, 600, ASME B16.5 | Nozzle, flanged |  | 8"x4" |  |  |  |  | FL |  | RF |  |  | mm | 219.075 | 8 | 1359.3426 | 11116.5246 | 4530.8588 | 600 | [9 empty] | N-4 |  | SHOP | SKID GAS | 323380 |  | 61.976
FLOATING BALL VALVE, NPT, 2500#, A216 Gr WCB | ASME B16.10 |  |  |  | BALL VALVE, LONG PATTERN, 1" ND, 1500 LB, FPT, ASME B16.10, 2 83/100" LG | Ball Valve | D | 1" |  | Long Pattern | SKEY=VBSC,TYPE=VALVE |  | THDF | 0.5 |  |  |  | mm | 33.401 | 1 | 1359.3426 | 12425.2155 | 372.4587 | 1500 |  | New |  | 7 | KG |  |  |  |  | ?-? |  | SHOP | SKID GAS | 323384
ELL 90 LR, BW, SCH 80, B16.9, A234 WPB | ASME B16.9 |  |  |  | ELL 90 LR | ELL 90 LR | D | 3" | 3"-MUL-D-015-N |  | TYPE=ELBOW,SKEY=ELBW |  | BV | 0 |  |  |  | mm | 88.9 | 3 | 581.9141 | 5015.8583 | 1297.783 |  |  | New |  | 2.75 | KG | [6 empty] | SHOP | SKID GAS | 323386
ELL 90 LR, BW, SCH 80, B16.9, A234 WPB | ASME B16.9 |  |  |  | ELL 90 LR | ELL 90 LR | D | 4" | 4"-PG-D-312-N |  | TYPE=ELBOW,SKEY=ELBW |  | BV | 0 |  |  |  | mm | 114.3 | 4 | 2185.0149 | 1460.21 | 2757.7077 |  |  | New |  | 5.4 | KG | [6 empty] | SHOP | SKID GAS | 323388
FLANGE WN, RF, #600, SCH 80, B16.5, A105 | ASME B16.5 |  |  |  | FLANGE WN | FLANGE WN | D | 4" | 4"-PG-D-306-N |  | TYPE=FLANGE,SKEY=FLWN |  | FL |  | RF |  |  | mm | 114.3 | 4 | 584.7026 | 11614.284 | 3329.4479 | 600 |  | Existing |  | 18.87 | KG | [6 empty] | SHOP | SKID GAS | 323398 |  | 1.75
Control Valve, Globe, Short Pattern, 600 LB, FPT, ISA S75.12 | ISA S75.12 |  |  |  | CONTROL VALVE, GLOBE, SHORT PATTERN, 1/2" ND, 600 LB, FPT, ISA S75.12, 5 154/357" LG | Control Valve, Globe, Short Pattern | D | 1/2" | 1/2"-PRW-D-200-N | Short Pattern | TYPE=INSTRUMENT,SKEY=CVSC |  | THDF | 0.5337 |  |  |  | mm | 21.336 | 0.5 | 231.0418 | 7238.6686 | 307.3387 | 600 |  | New | [7 empty] | ?-? |  | SHOP | SKID GAS | 323417
Nozzle, flanged, RF, 600, ASME B16.5 | ASME B16.5 |  |  |  | Nozzle, flanged, 4" ND, RF, 600, ASME B16.5 | Nozzle, flanged |  | 4"x2" |  |  |  |  | FL |  | RF |  |  | mm | 114.3 | 4 | 2130.2714 | 3709.3 | 1141.606 | 600 | [9 empty] | N-5 |  | SHOP | SKID GAS | 323434 |  | 44.45
FLANGE WN, RF, #600, SCH 80, B16.5, A105 | ASME B16.5 |  |  |  | FLANGE WN | FLANGE WN | D | 2" |  |  | TYPE=FLANGE,SKEY=FLWN |  | FL |  | RF |  |  | mm | 60.325 | 2 | 1359.3426 | 12221.0757 | 881.9962 | 600 |  | Existing |  | 4.5 | KG | [6 empty] | SHOP | SKID GAS | 323448 |  | 1.25
COUPLING, RED, SW, #3000, B16.11, A105 | ASME B16.11 |  |  |  | COUPLING REDU | COUPLING, REDUCING | B | 1"x1/2" | 1"-LIH-B-412-N |  | TYPE=REDUCER-CONCENTRIC,SKEY=RCSW |  | SW | 0.5 |  |  |  | mm | 33.401 | 1 | 487.9581 | 3941.9185 | 208.5431 | 3000 |  | New |  | 0.21 | KG | [6 empty] | SHOP | SKID GAS | 323458
ELL 90 LR, BW, SCH 80, B16.9, A234 WPB | ASME B16.9 |  |  |  | ELL 90 LR | ELL 90 LR | D | 4" | 4"-PG-D-314-N |  | TYPE=ELBOW,SKEY=ELBW |  | BV | 0 |  |  |  | mm | 114.3 | 4 | 1261.8645 | 893.8213 | 4522.7209 |  |  | New |  | 5.4 | KG | [6 empty] | SHOP | SKID GAS | 323461
PIPE, SEAMLESS, PE, SCH 160, B36.10, A106 Gr. B | ASTM A106 Gr. B |  |  |  | 1/2"-1-1/2" | PIPE, SEAMLESS | B | 1/2" | 3"-R-B-601-N |  | TYPE=PIPE |  | PL |  |  |  |  | mm | 21.336 | 0.5 | 650.839 | 10254.2267 | 4519.1535 |  | 10S | New |  | 1.95 | KG | [6 empty] | SHOP | SKID GAS | 323464
UNION, SW, 3000#, MSS-SP-83, A105 | MSS-SP-83 |  |  |  | UNION | UNION | D | 1/2" | 1/2"-OD-B-501-N |  | TYPE=UNION,SKEY=UNSW |  | SW | 0.5 |  |  |  | mm | 21.336 | 0.5 | 2130.2714 | 7378.6474 | 633.1575 | 3000 |  | New |  | 0.35 | KG | [6 empty] | SHOP | SKID GAS | 323482
PIPE, SEAMLESS, BE, SCH 80, B36.10, A106 Gr B | API 5L Gr. B |  |  |  | 3"-8" | PIPE, SEAMLESS | D | 4" | 4"-PG-D-314-N |  | TYPE=PIPE |  | PL |  |  |  |  | mm | 114.3 | 4 | 1261.8645 | 741.4213 | 3101.6857 |  | STD | New |  | 22.32 | KG | [6 empty] | SHOP | SKID GAS | 323508
FLANGE WN, #150, RF, SCH 40, B16.5, A105 | ASME B16.5 |  |  |  | FLANGE WN | FLANGE WN | B | 3" | 6"-R-B-617-N |  | TYPE=FLANGE,SKEY=FLWN |  | FL |  | RF |  |  | mm | 88.9 | 3 | 80.0028 | 9076.7055 | 3368.9431 | 150 |  | New |  | 4.97 | KG | [6 empty] | SHOP | SKID GAS | 323514 |  | 0.94
PIPE, SEAMLESS, BE, SCH 80, B36.10, A106 Gr B | API 5L Gr. B |  |  |  | 3"-8" | PIPE, SEAMLESS | D | 3" | 3"-MUL-D-013-N |  | TYPE=PIPE |  | PL |  |  |  |  | mm | 88.9 | 3 | 1278.5203 | 9949.0759 | 2383.3962 |  | STD | New |  | 15.27 | KG | [6 empty] | SHOP | SKID GAS | 323525
FLANGE WN, RF, #600, SCH 80, B16.5, A105 | ASME B16.5 |  |  |  | FLANGE WN | FLANGE WN | D | 4" |  |  | TYPE=FLANGE,SKEY=FLWN |  | FL |  | RF |  |  | mm | 114.3 | 4 | 1359.3426 | 11931.6249 | 1411.9962 | 600 |  | Existing |  | 18.87 | KG | [6 empty] | SHOP | SKID GAS | 323532 |  | 1.75
HEX HEAD BUSHING, 3000#, B16.11, A105 | ASME B16.11 |  |  |  | HEX HEAD BUSHING, 2"X1 1/2" ND, MPTXFPT, ASME B16.11 | Hex Head Bushing | D | 2"x1 1/2" | 1 1/2"-R-D-600-N |  | TYPE=COUPLING,SKEY=COSC |  | THDM | 0 |  |  |  | mm | 60.325 | 2 | 1359.3426 | 10477.0247 | 3366.9962 |  |  | New |  | 0.6 | KG | [6 empty] | SHOP | SKID GAS | 323565
PIPE, SEAMLESS, PE, SCH 160, B36.10, A106 Gr. B | ASTM A106 Gr. B |  |  |  | 1/2"-1-1/2" | PIPE, SEAMLESS | D | 1 1/2" | 1 1/2"-R-D-600-N |  | TYPE=PIPE |  | PL |  |  |  |  | mm | 48.26 | 1.5 | 1359.3426 | 9674.8267 | 4267.3249 |  | 10S | New |  | 7.25 | KG | [6 empty] | SHOP | SKID GAS | 323566
PIPE, SEAMLESS, PE, SCH 160, B36.10, A106 Gr. B | ASTM A106 Gr. B |  |  |  | 1/2"-1-1/2" | PIPE, SEAMLESS | B | 1/2" | 1/2"-LIH-B-407-N |  | TYPE=PIPE |  | PL |  |  |  |  | mm | 21.336 | 0.5 | 317.7061 | 5979.0631 | 120.1571 |  | 10S | New |  | 1.95 | KG | [6 empty] | SHOP | SKID GAS | 323567
PIPE, SEAMLESS, BE, SCH 80, B36.10, A106 Gr B | API 5L Gr. B |  |  |  | 3"-8" | PIPE, SEAMLESS | D | 4" | 4"-PG-D-326-HT |  | TYPE=PIPE |  | PL |  |  |  |  | mm | 114.3 | 4 | 2635.0714 | 2675.4291 | 354.8352 |  | STD | New |  | 22.32 | KG | [6 empty] | SHOP | SKID GAS | 323568
ELL 90, SW, 3000#, B16.11, A105 | ASME B16.11 |  |  |  | ELL 90 SW | ELL 90 | B | 1/2" | 1/2"-OD-B-501-N |  | TYPE=ELBOW,SKEY=ELSW |  | SW | 0.38 |  |  |  | mm | 21.336 | 0.5 | 2130.2714 | 7377.0317 | 214.5756 | 3000 |  | New |  | 0.15 | KG | [6 empty] | SHOP | SKID GAS | 323574
Nozzle, flanged, RF, 600, ASME B16.5 | ASME B16.5 |  |  |  | Nozzle, flanged, 2" ND, RF, 600, ASME B16.5 | Nozzle, flanged |  | 2" |  |  |  |  | FL |  | RF |  |  | mm | 60.325 | 2 | 1261.8645 | 2067.4101 | 3378.4097 | 600 | [9 empty] | N-6 |  | SHOP | SKID GAS | 323632 |  | 31.75
FLANGE WN, RF, #600, SCH 80, B16.5, A105 | ASME B16.5 |  |  |  | FLANGE WN | FLANGE WN | D | 6" |  |  | TYPE=FLANGE,SKEY=FLWN |  | FL |  | RF |  |  | mm | 168.275 | 6 | 1359.3426 | 12425.2155 | 1686.9898 | 600 |  | Existing |  | 38.21 | KG | [6 empty] | SHOP | SKID GAS | 323633 |  | 2.13
PIPE, SEAMLESS, PE, SCH 160, B36.10, A106 Gr. B | ASTM A106 Gr. B |  |  |  | 1/2"-1-1/2" | PIPE, SEAMLESS | D | 1/2" | 1/2"-LIH-D-409-N |  | TYPE=PIPE |  | PL |  |  |  |  | mm | 21.336 | 0.5 | 1771.9244 | 1460.21 | 827.7077 |  | 10S | New |  | 1.95 | KG | [6 empty] | SHOP | SKID GAS | 323650
FLANGE WN, #150, RF, SCH 40, B16.5, A105 | ASME B16.5 |  |  |  | FLANGE WN | FLANGE WN | B | 3" | 3"-R-B-616-N |  | TYPE=FLANGE,SKEY=FLWN |  | FL |  | RF |  |  | mm | 88.9 | 3 | 1324.2564 | 2863.4494 | 3556.2681 | 150 |  | New |  | 4.97 | KG | [6 empty] | SHOP | SKID GAS | 323666 |  | 0.94
FLANGE WN, #150, RF, SCH 40, B16.5, A105 | ASME B16.5 |  |  |  | FLANGE WN | FLANGE WN | B | 3" | 3"-R-B-601-N |  | TYPE=FLANGE,SKEY=FLWN |  | FL |  | RF |  |  | mm | 88.9 | 3 | 80.0028 | 10254.2267 | 3576.9436 | 150 |  | New |  | 4.97 | KG | [6 empty] | SHOP | SKID GAS | 323668 |  | 0.94
WELDOLET, BW, 80, MSS-SP-97, A105 | MSS-SP-97 |  |  |  | WELDOLET | WELDOLET | D | 6"x2" |  |  | TYPE=OLET,SKEY=WTBW |  | BV | 0 |  |  |  | mm | 168.275 | 6 | 1359.3426 | 12425.2155 | 1411.9962 |  |  | Existing |  | 0.79 | KG | [6 empty] | SHOP | SKID GAS | 323682
CHECK VALVE, NPT, SPRING LOADED BALL B16.10, A105 | ASME B16.10 |  |  |  | CHECK VALVE, SWING, FULL PORT, 1/2" ND, 800 LB, FPT, ASME B16.10, 2 27/50" LG | Check Valve | D | 1/2" | 1/2"-LIH-D-434-N | Swing, Full Port | TYPE=VALVE,SKEY=CKSC |  | THDF | 0.5 |  |  |  | mm | 21.336 | 0.5 | 1770.7543 | 5203.2489 | 327.7468 | 800 |  | New |  | 1.4 | KG |  |  |  |  | ?-? |  | SHOP | SKID GAS | 323690
UNION, SW, 3000#, MSS-SP-83, A105 | MSS-SP-83 |  |  |  | UNION | UNION | D | 1/2" | 1/2"-LIH-D-400-N |  | TYPE=UNION,SKEY=UNSW |  | SW | 0.5 |  |  |  | mm | 21.336 | 0.5 | 1359.3426 | 10375.7992 | 811.9962 | 3000 |  | New |  | 0.35 | KG | [6 empty] | SHOP | SKID GAS | 323699
Control Valve, Globe, Short Pattern, 600 LB, FPT, ISA S75.12 | ISA S75.12 |  |  |  | CONTROL VALVE, GLOBE, SHORT PATTERN, 1/2" ND, 600 LB, FPT, ISA S75.12, 5 154/357" LG | Control Valve, Globe, Short Pattern | D | 1/2" | 1/2"-LIH-D-409-N | Short Pattern | TYPE=INSTRUMENT,SKEY=CVSC |  | THDF | 0.5337 |  |  |  | mm | 21.336 | 0.5 | 1161.6035 | 249.3403 | 308.5429 | 600 |  | New | [7 empty] | ?-? |  | SHOP | SKID GAS | 323712
PIPE, SEAMLESS, PE, SCH 160, B36.10, A106 Gr. B | ASTM A106 Gr. B |  |  |  | 1/2"-1-1/2" | PIPE, SEAMLESS | D | 1/2" | 4"-PG-D-326-HT |  | TYPE=PIPE |  | PL |  |  |  |  | mm | 21.336 | 0.5 | 2382.6714 | 9533.0509 | 427.8602 |  | 10S | New |  | 1.95 | KG | [6 empty] | SHOP | SKID GAS | 323714
PIPE, SEAMLESS, PE, SCH 160, B36.10, A106 Gr. B | ASTM A106 Gr. B |  |  |  | 1/2"-1-1/2" | PIPE, SEAMLESS | B | 1" | 1"-DO-B-505-N |  | TYPE=PIPE |  | PL |  |  |  |  | mm | 33.401 | 1 | 330.2657 | 5727.4457 | 214.5756 |  | 10S | New |  | 4.24 | KG | [6 empty] | SHOP | SKID GAS | 323760
RED CONC, BW, SCH 40, B16.9, A234 WPB | ASME B16.9 |  |  |  | REDUCER CONC | REDUCER (CONC) | B | 3"x2" | 3"-R-B-605-N |  | TYPE=REDUCER-CONCENTRIC,SKEY=RCBW |  | BV | 0 |  |  |  | mm | 88.9 | 3 | 675.9725 | 9076.7055 | 3555.4934 |  |  | New |  | 1 | KG | [6 empty] | SHOP | SKID GAS | 323761
SOCKOLET, #3000, B16.11, A105 | ASME B16.11 |  |  |  | SOCKOLET | SOCKOLET | B | 3"x1/2" | 3"-R-B-601-N |  | TYPE=OLET,SKEY=THSW |  | BV | 0 |  |  |  | mm | 88.9 | 3 | 650.839 | 10254.2267 | 4579.4785 | 3000 |  | New |  | 0.15 | KG | [6 empty] | SHOP | SKID GAS | 323762
TEE RED, SW, 3000#, B16.11, A105 | ASME B16.11 |  |  |  | TEE RED SW | Tee (red) | B | 1"x1/2" | 1"-DO-B-505-N |  | TYPE=TEE,SKEY=TESW |  | SW | 0.5 |  |  |  | mm | 33.401 | 1 | 307.9137 | 3106.4716 | 214.5756 | 3000 |  | New |  | 0.53 | KG | [6 empty] | SHOP | SKID GAS | 323763
PIPE, SEAMLESS, PE, SCH 160, B36.10, A106 Gr. B | ASTM A106 Gr. B |  |  |  | 1/2"-1-1/2" | PIPE, SEAMLESS | B | 1/2" | 1/2"-LIH-B-410-N |  | TYPE=PIPE |  | PL |  |  |  |  | mm | 21.336 | 0.5 | 317.5021 | 249.3395 | 120.1571 |  | 10S | New |  | 1.95 | KG | [6 empty] | SHOP | SKID GAS | 323769
FLANGE WN, #150, RF, SCH 40, B16.5, A105 | ASME B16.5 |  |  |  | FLANGE WN | FLANGE WN | B | 2" | 1 1/2"-FG-B-309-N |  | TYPE=FLANGE,SKEY=FLWN |  | FL |  | RF |  |  | mm | 60.325 | 2 | 2236.0809 | 926.7913 | 3532.4687 | 150 |  | New |  | 2.55 | KG | [6 empty] | SHOP | SKID GAS | 323779 |  | 0.75
FLANGE BLIND, RF, #600, B16.5, A105 | ASME B16.5 |  |  |  | FLANGE BLIND | FLANGE BLIND | D | 2" |  |  | TYPE=FLANGE-BLIND,SKEY=FLBL |  | FL |  | RF |  |  | mm | 60.325 | 2 | 1869.0646 | 1460.21 | 3355.41 | 600 |  | New |  | 4.6 | KG | [6 empty] | SHOP | SKID GAS | 323795 |  | 1.25
RED CONC, BW, SCH 80, B16.9, A234 WPB | ASME B16.9 |  |  |  | REDUCER CONC | REDUCER (CONC) | D | 4"x2" |  |  | TYPE=REDUCER-CONCENTRIC,SKEY=RCBW |  | BV | 0 |  |  |  | mm | 114.3 | 4 | 1359.3426 | 12039.5749 | 1411.9962 |  |  | Existing |  | 2.27 | KG | [6 empty] | SHOP | SKID GAS | 323823
PIPE, SEAMLESS, PE, SCH 160, B36.10, A106 Gr. B | ASTM A106 Gr. B |  |  |  | 1/2"-1-1/2" | PIPE, SEAMLESS | D | 1/2" | 1/2"-OD-B-501-N |  | TYPE=PIPE |  | PL |  |  |  |  | mm | 21.336 | 0.5 | 2130.2714 | 7378.6474 | 609.5609 |  | 10S | New |  | 1.95 | KG | [6 empty] | SHOP | SKID GAS | 323832
ELL 90, SW, 3000#, B16.11, A105 | ASME B16.11 |  |  |  | ELL 90 SW | ELL 90 | B | 1/2" | 1/2"-LIH-D-433-N |  | TYPE=ELBOW,SKEY=ELSW |  | SW | 0.38 |  |  |  | mm | 21.336 | 0.5 | 584.537 | 8991.0721 | 214.5756 | 3000 |  | New |  | 0.15 | KG | [6 empty] | SHOP | SKID GAS | 323837
PIPE, SEAMLESS, PE, SCH 160, B36.10, A106 Gr. B | ASTM A106 Gr. B |  |  |  | 1/2"-1-1/2" | PIPE, SEAMLESS | D | 1 1/2" | 1 1/2"-R-D-600-N |  | TYPE=PIPE |  | PL |  |  |  |  | mm | 48.26 | 1.5 | 1359.3426 | 9996.2767 | 3631.9049 |  | 10S | New |  | 7.25 | KG | [6 empty] | SHOP | SKID GAS | 323842
SOCKOLET, #3000, B16.11, A105 | ASME B16.11 |  |  |  | SOCKOLET | SOCKOLET | D | 4"x1/2" | 4"-PG-D-326-HT |  | TYPE=OLET,SKEY=THSW |  | BV | 0 |  |  |  | mm | 114.3 | 4 | 2130.2714 | 9304.5269 | 354.8352 | 3000 |  | New |  | 0.15 | KG | [6 empty] | SHOP | SKID GAS | 323850
RED CONC, BW, SCH 80, B16.9, A234 WPB | ASME B16.9 |  |  |  | REDUCER CONC | REDUCER (CONC) | D | 6"x4" | 4"-PG-D-313-HT |  | TYPE=REDUCER-CONCENTRIC,SKEY=RCBW |  | BV | 0 |  |  |  | mm | 168.275 | 6 | 3013.5241 | 987.3871 | 647.235 |  |  | New |  | 5.95 | KG | [6 empty] | SHOP | SKID GAS | 323860
PIPE, SEAMLESS, BE, SCH 80, B36.10, A106 Gr B | API 5L Gr. B |  |  |  | 3"-8" | PIPE, SEAMLESS | D | 6" |  |  | TYPE=PIPE |  | PL |  |  |  |  | mm | 168.275 | 6 | 1359.3426 | 12425.2155 | 1813.0881 |  | STD | Existing |  | 45.56 | KG | [6 empty] | SHOP | SKID GAS | 323869
PIPE, SEAMLESS, PE, SCH 160, B36.10, A106 Gr. B | ASTM A106 Gr. B |  |  |  | 1/2"-1-1/2" | PIPE, SEAMLESS | D | 1/2" | 1/2"-LIH-D-409-N |  | TYPE=PIPE |  | PL |  |  |  |  | mm | 21.336 | 0.5 | 1862.6724 | 1460.21 | 713.3631 |  | 10S | New |  | 1.95 | KG | [6 empty] | SHOP | SKID GAS | 323892
FLOATING BALL VALVE, NPT, 2500#, A216 Gr WCB | ASME B16.10 |  |  |  | BALL VALVE, LONG PATTERN, 1 1/2" ND, 1500 LB, FPT, ASME B16.10, 3 11/20" LG | Ball Valve | D | 1 1/2" | 1 1/2"-R-D-600-N | Long Pattern | SKEY=VBSC,TYPE=VALVE |  | THDF | 0.62 |  |  |  | mm | 48.26 | 1.5 | 1359.3426 | 10254.2267 | 3903.8249 | 1500 |  | New |  | 15 | KG |  |  |  |  | ?-? |  | SHOP | SKID GAS | 323903
PLUG, HEX HEAD, NPT, 3000#, B16.11, A105 | ASME B16.11 |  |  |  | PLUG HEX MPT | Plug, Hex Head | D | 1/2" | 1 1/2"-R-D-600-N |  | TYPE=MISC-COMPONENT,SKEY=PL |  | THDM | 0 |  |  |  | mm | 22.352 | 0.5 | 1521.4646 | 9674.8267 | 4085.5749 |  |  | New |  | 0.07 | KG | [6 empty] | SHOP | SKID GAS | 323911
PIPE, SEAMLESS, BE, SCH 40, B36.10, A106 Gr. B | API 5L Gr. B |  |  |  | 2"-24" | PIPE, SEAMLESS | B | 3" | 3"-R-B-602-N |  | TYPE=PIPE |  | PL |  |  |  |  | mm | 88.9 | 3 | 80.0028 | 9674.8267 | 4301.6022 |  | STD | New |  | 11.29 | KG | [6 empty] | SHOP | SKID GAS | 323956
FLOATING BALL VALVE, NPT, 2500#, A216 Gr WCB | ASME B16.10 |  |  |  | BALL VALVE, LONG PATTERN, 1 1/2" ND, 1500 LB, FPT, ASME B16.10, 3 11/20" LG | Ball Valve | D | 1 1/2" | 1 1/2"-R-D-600-N | Long Pattern | SKEY=VBSC,TYPE=VALVE |  | THDF | 0.62 |  |  |  | mm | 48.26 | 1.5 | 1359.3426 | 9674.8267 | 3903.8249 | 1500 |  | New |  | 15 | KG |  |  |  |  | ?-? |  | SHOP | SKID GAS | 323969
ELL 90 LR, BW, SCH 80, B16.9, A234 WPB | ASME B16.9 |  |  |  | ELL 90 LR | ELL 90 LR | D | 4" | 4"-PG-D-305-N |  | TYPE=ELBOW,SKEY=ELBW |  | BV | 0 |  |  |  | mm | 114.3 | 4 | 584.7026 | 11116.5246 | 4978.5338 |  |  | New |  | 5.4 | KG | [6 empty] | SHOP | SKID GAS | 323975
BALL VALVE, RF, #600, FB, FS, B16.10, A216 Gr WCB | ASME B16.10 |  |  |  | BALL VALVE #600 RF | Ball Valve | D | 4" | 4"-PG-D-305-N | Long Pattern | SKEY=VBFL,TYPE=VALVE |  | FL | 0 | RF |  |  | mm | 114.3 | 4 | 584.7026 | 12062.243 | 3902.5281 | 600 |  | New |  | 68 | KG |  |  |  |  | ?-? |  | SHOP | SKID GAS | 324032 |  | 1.75
PIPE, SEAMLESS, BE, SCH 80, B36.10, A106 Gr B | API 5L Gr. B |  |  |  | 3"-8" | PIPE, SEAMLESS | D | 4" | 4"-PG-D-305-N |  | TYPE=PIPE |  | PL |  |  |  |  | mm | 114.3 | 4 | 584.7026 | 12604.3933 | 3902.5282 |  | STD | New |  | 22.32 | KG | [6 empty] | SHOP | SKID GAS | 324034
FLANGE WN, RF, #600, SCH 80, B16.5, A105 | ASME B16.5 |  |  |  | FLANGE WN | FLANGE WN | D | 4" | 4"-PG-D-305-N |  | TYPE=FLANGE,SKEY=FLWN |  | FL |  | RF |  |  | mm | 114.3 | 4 | 584.7026 | 12059.8427 | 3902.5281 | 600 |  | New |  | 18.87 | KG | [6 empty] | SHOP | SKID GAS | 324042 |  | 1.75
FLANGE WN, RF, #600, SCH 80, B16.5, A105 | ASME B16.5 |  |  |  | FLANGE WN | FLANGE WN | D | 4" | 4"-PG-D-305-N |  | TYPE=FLANGE,SKEY=FLWN |  | FL |  | RF |  |  | mm | 114.3 | 4 | 584.7026 | 12496.4433 | 3902.5282 | 600 |  | New |  | 18.87 | KG | [6 empty] | SHOP | SKID GAS | 324054 |  | 1.75
ELL 90, SW, 3000#, B16.11, A105 | ASME B16.11 |  |  |  | ELL 90 SW | ELL 90 | B | 1" | 1"-PG-B-317-N |  | TYPE=ELBOW,SKEY=ELSW |  | SW | 0.5 |  |  |  | mm | 33.401 | 1 | 583.91 | 2417.9441 | 214.5756 | 3000 |  | New |  | 0.38 | KG | [6 empty] | SHOP | SKID GAS | 324070
Nozzle, flanged, RF, 600, ASME B16.5 | ASME B16.5 |  |  |  | Nozzle, flanged, 4" ND, RF, 600, ASME B16.5 | Nozzle, flanged |  | 4" |  |  |  |  | FL |  | RF |  |  | mm | 114.3 | 4 | 3748.6889 | 700.871 | 488.198 | 600 |  | New | [7 empty] | N-2 |  | SHOP | SKID MEDICION | 325544 |  | 44.45
TEE, BE, SCH 80, B16.9, A234 WPB | ASME B16.9 |  |  |  | TEE BW | Tee | D | 4" | 4"-PG-D-308-N |  | TYPE=TEE,SKEY=TEBW |  | BV | 0 |  |  |  | mm | 114.3 | 4 | 4563.6872 | 1614.967 | 488.198 |  |  | New |  | 8.44 | KG | [6 empty] | SHOP | SKID MEDICION | 325554
FLANGE WN, RF, #600, SCH 80, B16.5, A105 | ASME B16.5 |  |  |  | FLANGE WN | FLANGE WN | D | 4" | 4"-PG-D-328-N |  | TYPE=FLANGE,SKEY=FLWN |  | FL |  | RF |  |  | mm | 114.3 | 4 | 4943.497 | 13043.0303 | 357.15 | 600 |  | New |  | 18.87 | KG | [6 empty] | SHOP | SKID MEDICION | 325562 |  | 1.75
FLANGE WN, RF, #600, SCH 80, B16.5, A105 | ASME B16.5 |  |  |  | FLANGE WN | FLANGE WN | D | 4" | 4"-PG-D-334-N |  | TYPE=FLANGE,SKEY=FLWN |  | FL |  | RF |  |  | mm | 114.3 | 4 | 5613.143 | 10011.5871 | 357.15 | 600 |  | New |  | 18.87 | KG | [6 empty] | SHOP | SKID MEDICION | 325568 |  | 1.75
FLANGE WN, RF, #600, SCH 80, B16.5, A105 | ASME B16.5 |  |  |  | FLANGE WN | FLANGE WN | D | 4" | 4"-PG-D-327-N |  | TYPE=FLANGE,SKEY=FLWN |  | FL |  | RF |  |  | mm | 114.3 | 4 | 1284.492 | 700.871 | 488.198 | 600 |  | New |  | 18.87 | KG | [6 empty] | SHOP | SKID MEDICION | 325570 |  | 1.75
FLANGE WN, RF, #600, SCH 80, B16.5, A105 | ASME B16.5 |  |  |  | FLANGE WN | FLANGE WN | D | 4" | 4"-PG-D-308-N |  | TYPE=FLANGE,SKEY=FLWN |  | FL |  | RF |  |  | mm | 114.3 | 4 | 5156.095 | 12830.4323 | 357.15 | 600 |  | New |  | 18.87 | KG | [6 empty] | SHOP | SKID MEDICION | 325578 |  | 1.75
BALL VALVE, RF, #600, FB, FS, B16.10, A216 Gr WCB | ASME B16.10 |  |  |  | BALL VALVE #600 RF | Ball Valve | D | 4" | 4"-PG-D-327-N | Long Pattern | SKEY=VBFL,TYPE=VALVE |  | FL | 0 | RF |  |  | mm | 114.3 | 4 | 4778.6855 | 700.871 | 488.198 | 600 |  | New |  | 68 | KG |  |  |  |  | ?-? |  | SHOP | SKID MEDICION | 325586 |  | 1.75
FLANGE WN, RF, #600, SCH 80, B16.5, A105 | ASME B16.5 |  |  |  | FLANGE WN | FLANGE WN | D | 4" | 4"-PG-D-327-N |  | TYPE=FLANGE,SKEY=FLWN |  | FL |  | RF |  |  | mm | 114.3 | 4 | 1721.0926 | 700.871 | 488.198 | 600 |  | New |  | 18.87 | KG | [6 empty] | SHOP | SKID MEDICION | 325590 |  | 1.75
FLANGE WN, RF, #600, SCH 80, B16.5, A105 | ASME B16.5 |  |  |  | FLANGE WN | FLANGE WN | D | 4" | 4"-PG-D-302-N |  | TYPE=FLANGE,SKEY=FLWN |  | FL |  | RF |  |  | mm | 114.3 | 4 | 1071.894 | 488.273 | 488.198 | 600 |  | New |  | 18.87 | KG | [6 empty] | SHOP | SKID MEDICION | 325609 |  | 1.75
THREADOLET, 3000#, MSS SP-97 | MSS SP-97 |  |  |  | THREADOLET, 4"X3/4" ND, 3000 LB, BWXFPT, 1/2" LG, MSS SP-97 | Threadolet | D | 4"x3/4" | 4"-PG-D-308-N |  | TYPE=OLET,SKEY=THSC |  | BV | 0 |  |  |  | mm | 114.3 | 4 | 4009.0171 | 1614.967 | 488.198 | 3000 |  | New |  | 0.16 | KG | [6 empty] | SHOP | SKID MEDICION | 325610
ELL 90 LR, BW, SCH 80, B16.9, A234 WPB | ASME B16.9 |  |  |  | ELL 90 LR | ELL 90 LR | D | 4" | 4"-PG-D-334-N |  | TYPE=ELBOW,SKEY=ELBW |  | BV | 0 |  |  |  | mm | 114.3 | 4 | 4563.6872 | 1157.919 | 488.198 |  |  | New |  | 5.4 | KG | [6 empty] | SHOP | SKID MEDICION | 325626
FLANGE WN, RF, #600, SCH 80, B16.5, A105 | ASME B16.5 |  |  |  | FLANGE WN | FLANGE WN | D | 4" | 4"-PG-D-327-N |  | TYPE=FLANGE,SKEY=FLWN |  | FL |  | RF |  |  | mm | 114.3 | 4 | 2346.2886 | 700.871 | 488.198 | 600 |  | New |  | 18.87 | KG | [6 empty] | SHOP | SKID MEDICION | 325648 |  | 1.75
FLANGE BLIND, RF, #600, B16.5, A105 | ASME B16.5 |  |  |  | FLANGE BLIND | FLANGE BLIND | D | 4" | 4"-PG-D-302-N |  | TYPE=FLANGE-BLIND,SKEY=FLBL |  | FL |  | RF |  |  | mm | 114.3 | 4 | 4941.0967 | 8689.4405 | 357.15 | 600 |  | New |  | 18.7 | KG | [6 empty] | SHOP | SKID MEDICION | 325650 |  | 1.75
BALL VALVE, RF, #600, FB, FS, B16.10, A216 Gr WCB | ASME B16.10 |  |  |  | BALL VALVE #600 RF | Ball Valve | D | 4" | 4"-PG-D-327-N | Long Pattern | SKEY=VBFL,TYPE=VALVE |  | FL | 0 | RF |  |  | mm | 114.3 | 4 | 1718.6923 | 700.871 | 488.198 | 600 |  | New |  | 68 | KG |  |  |  |  | ?-? |  | SHOP | SKID MEDICION | 325667 |  | 1.75
THREADOLET, 3000#, MSS SP-97 | MSS SP-97 |  |  |  | THREADOLET, 4"X1/2" ND, 3000 LB, BWXFPT, 1/2" LG, MSS SP-97 | Threadolet | D | 4"x1/2" | 4"-PG-D-308-N |  | TYPE=OLET,SKEY=THSC |  | BV | 0 |  |  |  | mm | 114.3 | 4 | 4159.0245 | 1614.967 | 488.198 | 3000 |  | New |  | 0.11 | KG | [6 empty] | SHOP | SKID MEDICION | 325680
FLANGE WN, RF, #600, SCH 80, B16.5, A105 | ASME B16.5 |  |  |  | FLANGE WN | FLANGE WN | D | 4" | 4"-PG-D-327-N |  | TYPE=FLANGE,SKEY=FLWN |  | FL |  | RF |  |  | mm | 114.3 | 4 | 3751.0892 | 700.871 | 488.198 | 600 |  | New |  | 18.87 | KG | [6 empty] | SHOP | SKID MEDICION | 325684 |  | 1.75
BALL VALVE, RF, #600, FB, FS, B16.10, A216 Gr WCB | ASME B16.10 |  |  |  | BALL VALVE #600 RF | Ball Valve | D | 4" | 4"-PG-D-308-N | Long Pattern | SKEY=VBFL,TYPE=VALVE |  | FL | 0 | RF |  |  | mm | 114.3 | 4 | 5156.095 | 8904.4388 | 357.15 | 600 |  | New |  | 68 | KG |  |  |  |  | ?-? |  | SHOP | SKID MEDICION | 325726 |  | 1.75
CHECK VALVE SWING, RF, #600, B16.10, A216 Gr WCB | ASME B16.10 |  |  |  | CHECK VALVE #600 | Check Valve | D | 4" | 4"-PG-D-334-N | Swing, Long Pattern | SKEY=CKFL,TYPE=VALVE |  | FL | 0 | RF |  |  | mm | 114.3 | 4 | 5613.143 | 10879.9877 | 357.15 | 600 |  | New |  | 122 | KG |  |  |  |  | ?-? |  | SHOP | SKID MEDICION | 325729 |  | 1.75
THREADOLET, 3000#, MSS SP-97 | MSS SP-97 |  |  |  | THREADOLET, 4"X1/2" ND, 3000 LB, BWXFPT, 1/2" LG, MSS SP-97 | Threadolet | D | 4"x1/2" | 4"-PG-D-327-N |  | TYPE=OLET,SKEY=THSC |  | BV | 0 |  |  |  | mm | 114.3 | 4 | 4159.0245 | 700.871 | 488.198 | 3000 |  | New |  | 0.11 | KG | [6 empty] | SHOP | SKID MEDICION | 325737
FLANGE WN, RF, #600, SCH 80, B16.5, A105 | ASME B16.5 |  |  |  | FLANGE WN | FLANGE WN | D | 4" | 4"-PG-D-328-N |  | TYPE=FLANGE,SKEY=FLWN |  | FL |  | RF |  |  | mm | 114.3 | 4 | 5838.0818 | 1157.919 | 488.198 | 600 |  | New |  | 18.87 | KG | [6 empty] | SHOP | SKID MEDICION | 325749 |  | 1.75
FLANGE WN, RF, #600, SCH 80, B16.5, A105 | ASME B16.5 |  |  |  | FLANGE WN | FLANGE WN | D | 4" | 4"-PG-D-328-N |  | TYPE=FLANGE,SKEY=FLWN |  | FL |  | RF |  |  | mm | 114.3 | 4 | 5425.4838 | 488.273 | 488.198 | 600 |  | New |  | 18.87 | KG | [6 empty] | SHOP | SKID MEDICION | 325754 |  | 1.75
THREADOLET, 3000#, MSS SP-97 | MSS SP-97 |  |  |  | THREADOLET, 4"X3/4" ND, 3000 LB, BWXFPT, 1/2" LG, MSS SP-97 | Threadolet | D | 4"x3/4" | 4"-PG-D-327-N |  | TYPE=OLET,SKEY=THSC |  | BV | 0 |  |  |  | mm | 114.3 | 4 | 4009.0171 | 700.871 | 488.198 | 3000 |  | New |  | 0.16 | KG | [6 empty] | SHOP | SKID MEDICION | 325759
FLANGE BLIND, RF, #600, B16.5, A105 | ASME B16.5 |  |  |  | FLANGE BLIND | FLANGE BLIND | D | 4" | 4"-PG-D-328-N |  | TYPE=FLANGE-BLIND,SKEY=FLBL |  | FL |  | RF |  |  | mm | 114.3 | 4 | 4941.0967 | 13043.0303 | 357.15 | 600 |  | New |  | 18.7 | KG | [6 empty] | SHOP | SKID MEDICION | 325761 |  | 1.75
FLANGE BLIND, RF, #600, B16.5, A105 | ASME B16.5 |  |  |  | FLANGE BLIND | FLANGE BLIND | D | 4" | 4"-PG-D-302-N |  | TYPE=FLANGE-BLIND,SKEY=FLBL |  | FL |  | RF |  |  | mm | 114.3 | 4 | 1071.894 | 485.8727 | 488.198 | 600 |  | New |  | 18.7 | KG | [6 empty] | SHOP | SKID MEDICION | 325763 |  | 1.75
TEE, BE, SCH 80, B16.9, A234 WPB | ASME B16.9 |  |  |  | TEE BW | Tee | D | 4" | 4"-PG-D-302-N |  | TYPE=TEE,SKEY=TEBW |  | BV | 0 |  |  |  | mm | 114.3 | 4 | 1071.894 | 700.871 | 488.198 |  |  | New |  | 8.44 | KG | [6 empty] | SHOP | SKID MEDICION | 325770
FLANGE WN, RF, #600, SCH 80, B16.5, A105 | ASME B16.5 |  |  |  | FLANGE WN | FLANGE WN | D | 4" | 4"-PG-D-302-N |  | TYPE=FLANGE,SKEY=FLWN |  | FL |  | RF |  |  | mm | 114.3 | 4 | 4943.497 | 8689.4405 | 357.15 | 600 |  | New |  | 18.87 | KG | [6 empty] | SHOP | SKID MEDICION | 325790 |  | 1.75
TEE, BE, SCH 80, B16.9, A234 WPB | ASME B16.9 |  |  |  | TEE BW | Tee | D | 4" | 4"-PG-D-328-N |  | TYPE=TEE,SKEY=TEBW |  | BV | 0 |  |  |  | mm | 114.3 | 4 | 5425.4838 | 700.871 | 488.198 |  |  | New |  | 8.44 | KG | [6 empty] | SHOP | SKID MEDICION | 325809
FLANGE WN, RF, #600, SCH 80, B16.5, A105 | ASME B16.5 |  |  |  | FLANGE WN | FLANGE WN | D | 4" | 4"-PG-D-308-N |  | TYPE=FLANGE,SKEY=FLWN |  | FL |  | RF |  |  | mm | 114.3 | 4 | 5156.095 | 9963.8351 | 357.15 | 600 |  | New |  | 18.87 | KG | [6 empty] | SHOP | SKID MEDICION | 325812 |  | 1.75
TEE, BE, SCH 80, B16.9, A234 WPB | ASME B16.9 |  |  |  | TEE BW | Tee | D | 4" | 4"-PG-D-302-N |  | TYPE=TEE,SKEY=TEBW |  | BV | 0 |  |  |  | mm | 114.3 | 4 | 1071.894 | 910.167 | 488.198 |  |  | New |  | 8.44 | KG | [6 empty] | SHOP | SKID MEDICION | 325830
PIPE, SEAMLESS, BE, SCH 80, B36.10, A106 Gr B | API 5L Gr. B |  |  |  | 3"-8" | PIPE, SEAMLESS | D | 4" | 4"-PG-D-308-N |  | TYPE=PIPE |  | PL |  |  |  |  | mm | 114.3 | 4 | 3859.0392 | 1614.967 | 488.198 |  | STD | New |  | 22.32 | KG | [6 empty] | SHOP | SKID MEDICION | 325832
Nozzle, flanged, RF, 600, ASME B16.5 | ASME B16.5 |  |  |  | Nozzle, flanged, 4" ND, RF, 600, ASME B16.5 | Nozzle, flanged |  | 4" |  |  |  |  | FL |  | RF |  |  | mm | 114.3 | 4 | 2348.6889 | 1614.967 | 488.198 | 600 | [9 empty] | N-1 |  | SHOP | SKID MEDICION | 325836 |  | 44.45
FLANGE WN, RF, #600, SCH 80, B16.5, A105 | ASME B16.5 |  |  |  | FLANGE WN | FLANGE WN | D | 4" | 4"-PG-D-308-N |  | TYPE=FLANGE,SKEY=FLWN |  | FL |  | RF |  |  | mm | 114.3 | 4 | 5156.095 | 8902.0385 | 357.15 | 600 |  | New |  | 18.87 | KG | [6 empty] | SHOP | SKID MEDICION | 325852 |  | 1.75
BALL VALVE, RF, #600, FB, FS, B16.10, A216 Gr WCB | ASME B16.10 |  |  |  | BALL VALVE #600 RF | Ball Valve | D | 4" | 4"-PG-D-334-N | Long Pattern | SKEY=VBFL,TYPE=VALVE |  | FL | 0 | RF |  |  | mm | 114.3 | 4 | 5613.143 | 10445.7874 | 357.15 | 600 |  | New |  | 68 | KG |  |  |  |  | ?-? |  | SHOP | SKID MEDICION | 325861 |  | 1.75
CHECK VALVE SWING, RF, #600, B16.10, A216 Gr WCB | ASME B16.10 |  |  |  | CHECK VALVE #600 | Check Valve | D | 4" | 4"-PG-D-328-N | Swing, Long Pattern | SKEY=CKFL,TYPE=VALVE |  | FL | 0 | RF |  |  | mm | 114.3 | 4 | 5840.4821 | 1157.919 | 488.198 | 600 |  | New |  | 122 | KG |  |  |  |  | ?-? |  | SHOP | SKID MEDICION | 325873 |  | 1.75
FLANGE WN, RF, #600, SCH 80, B16.5, A105 | ASME B16.5 |  |  |  | FLANGE WN | FLANGE WN | D | 4" | 4"-PG-D-308-N |  | TYPE=FLANGE,SKEY=FLWN |  | FL |  | RF |  |  | mm | 114.3 | 4 | 5156.095 | 11368.6357 | 357.15 | 600 |  | New |  | 18.87 | KG | [6 empty] | SHOP | SKID MEDICION | 325893 |  | 1.75
TEE, BE, SCH 80, B16.9, A234 WPB | ASME B16.9 |  |  |  | TEE BW | Tee | D | 4" | 4"-PG-D-328-N |  | TYPE=TEE,SKEY=TEBW |  | BV | 0 |  |  |  | mm | 114.3 | 4 | 5425.4838 | 1157.919 | 488.198 |  |  | New |  | 8.44 | KG | [6 empty] | SHOP | SKID MEDICION | 325905
TEE, BE, SCH 80, B16.9, A234 WPB | ASME B16.9 |  |  |  | TEE BW | Tee | D | 4" | 4"-PG-D-327-N |  | TYPE=TEE,SKEY=TEBW |  | BV | 0 |  |  |  | mm | 114.3 | 4 | 2133.6906 | 700.871 | 488.198 |  |  | New |  | 8.44 | KG | [6 empty] | SHOP | SKID MEDICION | 325928
Nozzle, flanged, RF, 600, ASME B16.5 | ASME B16.5 |  |  |  | Nozzle, flanged, 4" ND, RF, 600, ASME B16.5 | Nozzle, flanged |  | 4" |  |  |  |  | FL |  | RF |  |  | mm | 114.3 | 4 | 3748.6889 | 1614.967 | 488.198 | 600 | [9 empty] | N-2 |  | SHOP | SKID MEDICION | 325930 |  | 44.45
FLANGE WN, RF, #600, SCH 80, B16.5, A105 | ASME B16.5 |  |  |  | FLANGE WN | FLANGE WN | D | 4" | 4"-PG-D-308-N |  | TYPE=FLANGE,SKEY=FLWN |  | FL |  | RF |  |  | mm | 114.3 | 4 | 5156.095 | 9338.6391 | 357.15 | 600 |  | New |  | 18.87 | KG | [6 empty] | SHOP | SKID MEDICION | 325940 |  | 1.75
THREADOLET, 3000#, MSS SP-97 | MSS SP-97 |  |  |  | THREADOLET, 4"X3/4" ND, 3000 LB, BWXFPT, 1/2" LG, MSS SP-97 | Threadolet | D | 4"x3/4" | 4"-PG-D-308-N |  | TYPE=OLET,SKEY=THSC |  | BV | 0 |  |  |  | mm | 114.3 | 4 | 4309.0318 | 1614.967 | 488.198 | 3000 |  | New |  | 0.16 | KG | [6 empty] | SHOP | SKID MEDICION | 325941
Nozzle, flanged, RF, 600, ASME B16.5 | ASME B16.5 |  |  |  | Nozzle, flanged, 4" ND, RF, 600, ASME B16.5 | Nozzle, flanged |  | 4" |  |  |  |  | FL |  | RF |  |  | mm | 114.3 | 4 | 2348.6889 | 700.871 | 488.198 | 600 |  | New | [7 empty] | N-1 |  | SHOP | SKID MEDICION | 325948 |  | 44.45
FLANGE WN, RF, #600, SCH 80, B16.5, A105 | ASME B16.5 |  |  |  | FLANGE WN | FLANGE WN | D | 4" | 4"-PG-D-334-N |  | TYPE=FLANGE,SKEY=FLWN |  | FL |  | RF |  |  | mm | 114.3 | 4 | 5613.143 | 10882.388 | 357.15 | 600 |  | New |  | 18.87 | KG | [6 empty] | SHOP | SKID MEDICION | 325956 |  | 1.75
PIPE, SEAMLESS, BE, SCH 80, B36.10, A106 Gr B | API 5L Gr. B |  |  |  | 3"-8" | PIPE, SEAMLESS | D | 4" | 4"-PG-D-327-N |  | TYPE=PIPE |  | PL |  |  |  |  | mm | 114.3 | 4 | 3859.0392 | 700.871 | 488.198 |  | STD | New |  | 22.32 | KG | [6 empty] | SHOP | SKID MEDICION | 325988
TEE, BE, SCH 80, B16.9, A234 WPB | ASME B16.9 |  |  |  | TEE BW | Tee | D | 4" | 4"-PG-D-302-N |  | TYPE=TEE,SKEY=TEBW |  | BV | 0 |  |  |  | mm | 114.3 | 4 | 1071.894 | 1614.967 | 488.198 |  |  | New |  | 8.44 | KG | [6 empty] | SHOP | SKID MEDICION | 326017
FLANGE WN, RF, #600, SCH 80, B16.5, A105 | ASME B16.5 |  |  |  | FLANGE WN | FLANGE WN | D | 4" | 4"-PG-D-327-N |  | TYPE=FLANGE,SKEY=FLWN |  | FL |  | RF |  |  | mm | 114.3 | 4 | 4776.2852 | 700.871 | 488.198 | 600 |  | New |  | 18.87 | KG | [6 empty] | SHOP | SKID MEDICION | 326033 |  | 1.75
BALL VALVE, RF, #600, FB, FS, B16.10, A216 Gr WCB | ASME B16.10 |  |  |  | BALL VALVE #600 RF | Ball Valve | D | 4" | 4"-PG-D-308-N | Long Pattern | SKEY=VBFL,TYPE=VALVE |  | FL | 0 | RF |  |  | mm | 114.3 | 4 | 5156.095 | 12396.232 | 357.15 | 600 |  | New |  | 68 | KG |  |  |  |  | ?-? |  | SHOP | SKID MEDICION | 326041 |  | 1.75
FLANGE WN, RF, #600, SCH 80, B16.5, A105 | ASME B16.5 |  |  |  | FLANGE WN | FLANGE WN | D | 4" | 4"-PG-D-327-N |  | TYPE=FLANGE,SKEY=FLWN |  | FL |  | RF |  |  | mm | 114.3 | 4 | 5212.8858 | 700.871 | 488.198 | 600 |  | New |  | 18.87 | KG | [6 empty] | SHOP | SKID MEDICION | 326045 |  | 1.75
FLANGE WN, RF, #600, SCH 80, B16.5, A105 | ASME B16.5 |  |  |  | FLANGE WN | FLANGE WN | D | 4" | 4"-PG-D-308-N |  | TYPE=FLANGE,SKEY=FLWN |  | FL |  | RF |  |  | mm | 114.3 | 4 | 5156.095 | 12393.8317 | 357.15 | 600 |  | New |  | 18.87 | KG | [6 empty] | SHOP | SKID MEDICION | 326046 |  | 1.75
THREADOLET, 3000#, MSS SP-97 | MSS SP-97 |  |  |  | THREADOLET, 4"X3/4" ND, 3000 LB, BWXFPT, 1/2" LG, MSS SP-97 | Threadolet | D | 4"x3/4" | 4"-PG-D-327-N |  | TYPE=OLET,SKEY=THSC |  | BV | 0 |  |  |  | mm | 114.3 | 4 | 4309.0171 | 700.871 | 488.198 | 3000 |  | New |  | 0.16 | KG | [6 empty] | SHOP | SKID MEDICION | 326070
TEE, BE, SCH 80, B16.9, A234 WPB | ASME B16.9 |  |  |  | TEE BW | Tee | D | 4" | 4"-PG-D-328-N |  | TYPE=TEE,SKEY=TEBW |  | BV | 0 |  |  |  | mm | 114.3 | 4 | 5425.4838 | 1614.967 | 488.198 |  |  | New |  | 8.44 | KG | [6 empty] | SHOP | SKID MEDICION | 326089
FLANGE BLIND, RF, #600, B16.5, A105 | ASME B16.5 |  |  |  | FLANGE BLIND | FLANGE BLIND | D | 4" | 4"-PG-D-328-N |  | TYPE=FLANGE-BLIND,SKEY=FLBL |  | FL |  | RF |  |  | mm | 114.3 | 4 | 5425.4838 | 485.8727 | 488.198 | 600 |  | New |  | 18.7 | KG | [6 empty] | SHOP | SKID MEDICION | 326095 |  | 1.75
PIPE, SEAMLESS, BE, SCH 80, B36.10, A106 Gr B | API 5L Gr. B |  |  |  | 3"-8" | PIPE, SEAMLESS | D | 4" | 4"-PG-D-305-N |  | TYPE=PIPE |  | PL |  |  |  |  | mm | 114.3 | 4 | 584.7026 | 13435.5576 | 3434.0959 |  | STD | New |  | 22.32 | KG | [6 empty] | SHOP | SKID GAS | 326902
ELL 90 LR, BW, SCH 80, B16.9, A234 WPB | ASME B16.9 |  |  |  | ELL 90 LR | ELL 90 LR | D | 4" | 4"-PG-D-305-N |  | TYPE=ELBOW,SKEY=ELBW |  | BV | 0 |  |  |  | mm | 114.3 | 4 | 584.7026 | 11116.5246 | 3902.5281 |  |  | New |  | 5.4 | KG | [6 empty] | SHOP | SKID GAS | 326926
PIPE, SEAMLESS, BE, SCH 80, B36.10, A106 Gr B | API 5L Gr. B |  |  |  | 3"-8" | PIPE, SEAMLESS | D | 4" | 4"-PG-D-305-N |  | TYPE=PIPE |  | PL |  |  |  |  | mm | 114.3 | 4 | 584.7026 | 11268.9246 | 3902.5281 |  | STD | New |  | 22.32 | KG | [6 empty] | SHOP | SKID GAS | 326932
PIPE, SEAMLESS, BE, SCH 80, B36.10, A106 Gr B | API 5L Gr. B |  |  |  | 3"-8" | PIPE, SEAMLESS | D | 4" | 4"-PG-D-305-N |  | TYPE=PIPE |  | PL |  |  |  |  | mm | 114.3 | 4 | 584.7026 | 11116.5246 | 4054.9281 |  | STD | New |  | 22.32 | KG | [6 empty] | SHOP | SKID GAS | 326942
PIPE, SEAMLESS, PE, SCH 160, B36.10, A106 Gr. B | ASTM A106 Gr. B |  |  |  | 1/2"-1-1/2" | PIPE, SEAMLESS | D | 1/2" | 1/2"-LIH-D-400-N |  | TYPE=PIPE |  | PL |  |  |  |  | mm | 21.336 | 0.5 | 546.1828 | 10261.4825 | 214.5756 |  | 10S | New |  | 1.95 | KG | [6 empty] | SHOP | SKID GAS | 327139
UNION, 3000#, SW, MSS-SP-83, A105 | MSS-SP-83 |  |  |  | UNION | UNION | B | 1/2" | 1/2"-LIH-D-400-N |  | TYPE=UNION,SKEY=UNSW |  | SW | 0.5 |  |  |  | mm | 21.336 | 0.5 | 333.1948 | 10261.4898 | 214.5756 | 3000 |  | New |  | 0.35 | KG | [6 empty] | SHOP | SKID GAS | 327155
PIPE, SEAMLESS, PE, SCH 160, B36.10, A106 Gr. B | ASTM A106 Gr. B |  |  |  | 1/2"-1-1/2" | PIPE, SEAMLESS | B | 1/2" | 1/2"-LIH-D-400-N |  | TYPE=PIPE |  | PL |  |  |  |  | mm | 21.336 | 0.5 | 333.1948 | 10261.4898 | 214.5756 |  | 10S | New |  | 1.95 | KG | [6 empty] | SHOP | SKID GAS | 327161
PIPE, SEAMLESS, PE, SCH 160, B36.10, A106 Gr. B | ASTM A106 Gr. B |  |  |  | 1/2"-1-1/2" | PIPE, SEAMLESS | D | 1/2" | 1/2"-LIH-D-400-N |  | TYPE=PIPE |  | PL |  |  |  |  | mm | 21.336 | 0.5 | 1193.6011 | 10261.4603 | 214.5756 |  | 10S | New |  | 1.95 | KG | [6 empty] | SHOP | SKID GAS | 327179
Nozzle, threaded, ASME B16.11 | ASME B16.11 |  |  |  | Nozzle, threaded, 2" ND, ASME B16.11 | Nozzle, threaded |  | 2" |  |  |  |  | THDF | 11.0744 | RF |  |  | mm | 60.325 | 2 | 584.9878 | 8881.43 | 1327.9455 | 6000 | [9 empty] | N-3 |  | SHOP | SKID GAS | 327239
HEX HEAD BUSHING, 3000#, B16.11, A105 | ASME B16.11 |  |  |  | HEX HEAD BUSHING, 2"X1 1/2" ND, MPTXFPT, ASME B16.11 | Hex Head Bushing | D | 2"x1 1/2" | 1 1/2"-R-D-603-N |  | TYPE=COUPLING,SKEY=COSC |  | THDM | 0 |  |  |  | mm | 60.325 | 2 | 584.9878 | 8881.43 | 1327.9455 |  |  | New |  | 0.6 | KG | [6 empty] | SHOP | SKID GAS | 327250
PIPE, SEAMLESS, PE, SCH 160, B36.10, A106 Gr. B | ASTM A106 Gr. B |  |  |  | 1/2"-1-1/2" | PIPE, SEAMLESS | D | 1 1/2" | 1 1/2"-R-D-603-N |  | TYPE=PIPE |  | PL |  |  |  |  | mm | 48.26 | 1.5 | 584.9878 | 8894.9555 | 1327.9455 |  | 10S | New |  | 7.25 | KG | [6 empty] | SHOP | SKID GAS | 327256
ELL 90, SW, 3000#, B16.11, A105 | ASME B16.11 |  |  |  | ELL 90 SW | ELL 90 | D | 1 1/2" | 1 1/2"-R-D-603-N |  | TYPE=ELBOW,SKEY=ELSW |  | SW | 0.5 |  |  |  | mm | 48.26 | 1.5 | 584.9878 | 9076.7055 | 1327.9455 | 3000 |  | New |  | 0.96 | KG | [6 empty] | SHOP | SKID GAS | 327262
PIPE, SEAMLESS, PE, SCH 160, B36.10, A106 Gr. B | ASTM A106 Gr. B |  |  |  | 1/2"-1-1/2" | PIPE, SEAMLESS | D | 1 1/2" | 1 1/2"-R-D-603-N |  | TYPE=PIPE |  | PL |  |  |  |  | mm | 48.26 | 1.5 | 616.7378 | 9076.7055 | 1327.9455 |  | 10S | New |  | 7.25 | KG | [6 empty] | SHOP | SKID GAS | 327272
ELL 90, SW, 3000#, B16.11, A105 | ASME B16.11 |  |  |  | ELL 90 SW | ELL 90 | D | 1 1/2" | 1 1/2"-R-D-603-N |  | TYPE=ELBOW,SKEY=ELSW |  | SW | 0.5 |  |  |  | mm | 48.26 | 1.5 | 1227.2776 | 9076.7055 | 1327.9455 | 3000 |  | New |  | 0.96 | KG | [6 empty] | SHOP | SKID GAS | 327278
ELL 90 LR, BW, SCH 40, B16.9, A234 WPB | ASME B16.9 |  |  |  | ELL 90 LR | ELL 90 LR | B | 3" | 3"-R-B-605-N |  | TYPE=ELBOW,SKEY=ELBW |  | BV | 0 |  |  |  | mm | 88.9 | 3 | 80.0028 | 9076.7055 | 3555.4934 |  |  | New |  | 2.03 | KG | [6 empty] | SHOP | SKID GAS | 327402
PIPE, SEAMLESS, PE, SCH 160, B36.10, A106 Gr. B | ASTM A106 Gr. B |  |  |  | 1/2"-1-1/2" | PIPE, SEAMLESS | D | 1 1/2" | 1 1/2"-R-D-603-N |  | TYPE=PIPE |  | PL |  |  |  |  | mm | 48.26 | 1.5 | 941.2863 | 9076.7055 | 1327.9455 |  | 10S | New |  | 7.25 | KG | [6 empty] | SHOP | SKID GAS | 327505
PIPE, SEAMLESS, PE, SCH 160, B36.10, A106 Gr. B | ASTM A106 Gr. B |  |  |  | 1/2"-1-1/2" | PIPE, SEAMLESS | D | 1/2" | 1/2"-LIH-D-433-N |  | TYPE=PIPE |  | PL |  |  |  |  | mm | 21.336 | 0.5 | 584.5266 | 8687.336 | 214.5756 |  | 10S | New |  | 1.95 | KG | [6 empty] | SHOP | SKID GAS | 327551
PIPE, SEAMLESS, PE, SCH 160, B36.10, A106 Gr. B | ASTM A106 Gr. B |  |  |  | 1/2"-1-1/2" | PIPE, SEAMLESS | B | 1/2" | 1/2"-LIH-D-433-N |  | TYPE=PIPE |  | PL |  |  |  |  | mm | 21.336 | 0.5 | 568.789 | 8991.0726 | 214.5756 |  | 10S | New |  | 1.95 | KG | [6 empty] | SHOP | SKID GAS | 327561
Nozzle, flanged, RF, 150, ASME B16.5 | ASME B16.5 |  |  |  | Nozzle, flanged, 6" ND, RF, 150, ASME B16.5 | Nozzle, flanged |  | 6" |  |  |  |  | FL |  | RF |  |  | mm | 168.275 | 6 | 3600.4036 | 7917.5273 | 6139.1217 | 150 | [9 empty] | N-2 |  | SHOP |  | 334950 |  | 25.4
Nozzle, flanged, RF, 150, ASME B16.5 | ASME B16.5 |  |  |  | Nozzle, flanged, 2" ND, RF, 150, ASME B16.5 | Nozzle, flanged |  | 2" |  |  |  |  | FL |  | RF |  |  | mm | 60.325 | 2 | 3600.4036 | 4107.5273 | 6088.3217 | 150 | [9 empty] | N-3 |  | SHOP |  | 334951 |  | 19.05
Nozzle, flanged, RF, 150, ASME B16.5 | ASME B16.5 |  |  |  | Nozzle, flanged, 6" ND, RF, 150, ASME B16.5 | Nozzle, flanged |  | 6" |  |  |  |  | FL |  | RF |  |  | mm | 168.275 | 6 | 3600.4036 | 3256.5875 | 5656.3216 | 150 | [9 empty] | N-1 |  | SHOP |  | 334952 |  | 25.4
Nozzle, flanged, RF, 150, ASME B16.5 | ASME B16.5 |  |  |  | Nozzle, flanged, 2" ND, RF, 150, ASME B16.5 | Nozzle, flanged |  | 2" |  |  |  |  | FL |  | RF |  |  | mm | 60.325 | 2 | 3600.4036 | 5936.5273 | 4564.3215 | 150 | [9 empty] | N-4 |  | SHOP |  | 334953 |  | 19.05
Nozzle, flanged, RF, 150, ASME B16.5 | ASME B16.5 |  |  |  | Nozzle, flanged, 2" ND, RF, 150, ASME B16.5 | Nozzle, flanged |  | 2" |  |  |  |  | FL |  | RF |  |  | mm | 60.325 | 2 | 3600.4036 | 7155.5273 | 4564.3215 | 150 | [9 empty] | N-5 |  | SHOP |  | 334954 |  | 19.05
Nozzle, manway |  |  |  |  | Nozzle, manway (D=16") | Nozzle, manway |  | 16" |  |  |  |  | BV | 0 | RF |  |  | mm | 406.4 | 16 | 4175.14 | 5936.5273 | 5326.3216 | 300 | [9 empty] | N-10 |  | SHOP |  | 334955
Nozzle, ASME B36.10 | ASME B36.10 |  |  |  | Nozzle, 3/4" ND, ASME B36.10 | Nozzle |  | 3/4" |  |  |  |  | PL | 0 | RF |  |  | mm | 26.67 | 0.75 | 4240.0037 | 5098.5273 | 5326.3216 | 300 | [9 empty] | N-11 |  | SHOP |  | 334956
Nozzle, ASME B36.10 | ASME B36.10 |  |  |  | Nozzle, 1/2" ND, ASME B36.10 | Nozzle |  | 1/2" |  |  |  |  | PL | 0 | RF |  |  | mm | 21.336 | 0.5 | 3600.4036 | 5469.5273 | 5965.9217 | 300 | [9 empty] | N-12 |  | SHOP |  | 334957
Nozzle, ASME B36.10 | ASME B36.10 |  |  |  | Nozzle, 1/2" ND, ASME B36.10 | Nozzle |  | 1/2" |  |  |  |  | PL | 0 | RF |  |  | mm | 21.336 | 0.5 | 3600.4036 | 4769.5273 | 5965.9217 | 300 | [9 empty] | N-13 |  | SHOP |  | 334958
Nozzle, flanged, RF, 150, ASME B16.5 | ASME B16.5 |  |  |  | Nozzle, flanged, 2" ND, RF, 150, ASME B16.5 | Nozzle, flanged |  | 2" |  |  |  |  | FL |  | RF |  |  | mm | 60.325 | 2 | 3600.4036 | 7455.5273 | 4564.3215 | 150 | [9 empty] | N-7 |  | SHOP |  | 334959 |  | 19.05
Nozzle, flanged, RF, 150, ASME B16.5 | ASME B16.5 |  |  |  | Nozzle, flanged, 2" ND, RF, 150, ASME B16.5 | Nozzle, flanged |  | 2" |  |  |  |  | FL |  | RF |  |  | mm | 60.325 | 2 | 4241.0556 | 7455.5273 | 5690.7308 | 150 | [9 empty] | N-6 |  | SHOP |  | 334960 |  | 19.05
Nozzle, ASME B36.10 | ASME B36.10 |  |  |  | Nozzle, 3/4" ND, ASME B36.10 | Nozzle |  | 3/4" |  |  |  |  | PL | 0 | RF |  |  | mm | 26.67 | 0.75 | 4226.6824 | 7003.5273 | 5453.0646 | 300 | [9 empty] | N-8 |  | SHOP |  | 334961
Nozzle, ASME B36.10 | ASME B36.10 |  |  |  | Nozzle, 3/4" ND, ASME B36.10 | Nozzle |  | 3/4" |  |  |  |  | PL | 0 | RF |  |  | mm | 26.67 | 0.75 | 4035.7109 | 7003.5273 | 4845.9503 | 300 |  | New | [7 empty] | N-9 |  | SHOP |  | 334962
PIPE, SEAMLESS, PE, SCH 160, B36.10, A106 Gr. B | ASTM A106 Gr. B |  |  |  | 1/2"-1-1/2" | PIPE, SEAMLESS | D | 1/2" | 1/2"-LIH-D-433-N |  | TYPE=PIPE |  | PL |  |  |  |  | mm | 21.336 | 0.5 | 584.5257 | 8663.7394 | 214.5756 |  | 10S | Existing |  | 1.95 | KG | [6 empty] | SHOP | SKID GAS | 341710
TEE RED, SW, 3000#, B16.11, A105 | ASME B16.11 |  |  |  | TEE RED SW | Tee (red) | B | 1"x1/2" | 1"-LIH-B-448-N |  | TYPE=TEE,SKEY=TESW |  | SW | 0.5 |  |  |  | mm | 33.401 | 1 | 212.23 | 8991.0845 | 214.5756 | 3000 |  | New |  | 0.53 | KG | [6 empty] | SHOP | SKID GAS | 341726
PIPE, SEAMLESS, PE, SCH 160, B36.10, A106 Gr. B | ASTM A106 Gr. B |  |  |  | 1/2"-1-1/2" | PIPE, SEAMLESS | B | 1" | 1"-LIH-B-448-N |  | TYPE=PIPE |  | PL |  |  |  |  | mm | 33.401 | 1 | 212.2307 | 9013.4365 | 214.5756 |  | 10S | New |  | 4.24 | KG | [6 empty] | SHOP | SKID GAS | 341736
PIPE, SEAMLESS, PE, SCH 160, B36.10, A106 Gr. B | ASTM A106 Gr. B |  |  |  | 1/2"-1-1/2" | PIPE, SEAMLESS | B | 1" | 1"-LIH-B-448-N |  | TYPE=PIPE |  | PL |  |  |  |  | mm | 33.401 | 1 | 212.2292 | 8968.7325 | 214.5756 |  | 10S | New |  | 4.24 | KG | [6 empty] | SHOP | SKID GAS | 341746
PIPE, SEAMLESS, PE, SCH 160, B36.10, A106 Gr. B | ASTM A106 Gr. B |  |  |  | 1/2"-1-1/2" | PIPE, SEAMLESS | D | 1/2" | 1/2"-PRW-D-200-N |  | TYPE=PIPE |  | PL |  |  |  |  | mm | 21.336 | 0.5 | 231.0345 | 7451.6566 | 307.3387 |  | 10S | New |  | 1.95 | KG | [6 empty] | SHOP | SKID GAS | 341762
PIPE, SCH 80, PE, B36.1, A-106 GR.B | ASTM A106 |  |  |  | PIPE, SEAMLESS, 80, 1/2" ND, PE, ASTM A106 | PIPE, SEAMLESS | A1A2 | 1/2" | 1/2"-PRW-A2-201-N |  | TYPE=PIPE |  | PL |  |  |  |  | mm | 21.336 | 0.5 | 231.0565 | 5657.1637 | 307.339 |  | 80 | New |  |  | KG | [6 empty] | SHOP | SKID GAS | 341772
PIPE, SEAMLESS, PE, SCH 160, B36.10, A106 Gr. B | ASTM A106 Gr. B |  |  |  | 1/2"-1-1/2" | PIPE, SEAMLESS | D | 1/2" | 1/2"-PRW-D-200-N |  | TYPE=PIPE |  | PL |  |  |  |  | mm | 21.336 | 0.5 | 231.0337 | 7475.2532 | 307.3387 |  | 10S | Existing |  | 1.95 | KG | [6 empty] | SHOP | SKID GAS | 341782
PIPE, SEAMLESS, PE, SCH 160, B36.10, A106 Gr. B | ASTM A106 Gr. B |  |  |  | 1/2"-1-1/2" | PIPE, SEAMLESS | D | 1/2" | 1/2"-LIH-D-404-N |  | TYPE=PIPE |  | PL |  |  |  |  | mm | 21.336 | 0.5 | 333.2804 | 13057.5638 | 214.5757 |  | 10S | New |  | 1.95 | KG | [6 empty] | SHOP | SKID GAS | 341798
NEEDLE VALVE, #6000, SS 316 |  |  |  |  | NEEDLE VALVE, 1/2" ND, 2500 LB, FPT, 1 3/25" LG | Needle Valve | A3A2 | 1/2" | 1/2"-LIH-D-404-N |  | SKEY=VNSC,TYPE=VALVE |  | THDF | 9.652 |  |  |  | mm | 21.336 | 0.5 | 408.2804 | 13057.5613 | 214.5757 | 2500 |  | New |  |  | KG |  |  |  |  | ?-? |  | SHOP | SKID GAS | 341815
TEE, BE, SCH 80, B16.9, A234 WPB | ASME B16.9 |  |  |  | TEE BW | Tee | D | 4" | 4"-PG-D-326-HT |  | TYPE=TEE,SKEY=TEBW |  | BV | 0 |  |  |  | mm | 114.3 | 4 | 2130.2714 | 9533.0509 | 354.8352 |  |  | New |  | 8.44 | KG | [6 empty] | SHOP | SKID GAS | 342002
RED CONC, BW, SCH 80, B16.9, A234 WPB | ASME B16.9 |  |  |  | REDUCER CONC | REDUCER (CONC) | D | 6"x4" | 4"-PG-D-307-N |  | TYPE=REDUCER-CONCENTRIC,SKEY=RCBW |  | BV | 0 |  |  |  | mm | 168.275 | 6 | 3018.8044 | 13215.9371 | 1864.6316 |  |  | New |  | 5.95 | KG | [6 empty] | SHOP | SKID GAS | 342038
ELL 90 LR, BW, SCH 80, B16.9, A234 WPB | ASME B16.9 |  |  |  | ELL 90 LR | ELL 90 LR | D | 4" | 4"-PG-D-307-N |  | TYPE=ELBOW,SKEY=ELBW |  | BV | 0 |  |  |  | mm | 114.3 | 4 | 2130.2714 | 13222.4681 | 2157.0313 |  |  | New |  | 5.4 | KG | [6 empty] | SHOP | SKID GAS | 342074
PIPE, SEAMLESS, BE, SCH 80, B36.10, A106 Gr B | API 5L Gr. B |  |  |  | 3"-8" | PIPE, SEAMLESS | D | 4" | 4"-PG-D-307-N |  | TYPE=PIPE |  | PL |  |  |  |  | mm | 114.3 | 4 | 2130.2714 | 13222.4681 | 2004.6313 |  | STD | New |  | 22.32 | KG | [6 empty] | SHOP | SKID GAS | 342096
RED CONC, BW, SCH 80, B16.9, A234 WPB | ASME B16.9 |  |  |  | REDUCER CONC | REDUCER (CONC) | D | 6"x4" | 4"-PG-D-326-HT |  | TYPE=REDUCER-CONCENTRIC,SKEY=RCBW |  | BV | 0 |  |  |  | mm | 168.275 | 6 | 3008.2437 | 192.0121 | 647.235 |  |  | New |  | 5.95 | KG | [6 empty] | SHOP | SKID GAS | 342193
THREADOLET, 3000#, MSS SP-97 | MSS SP-97 |  |  |  | THREADOLET, 4"X1/2" ND, 3000 LB, BWXFPT, 1/2" LG, MSS SP-97 | Threadolet | D | 4"x1/2" | 4"-PG-D-307-N |  | TYPE=OLET,SKEY=THSC |  | BV | 0 |  |  |  | mm | 114.3 | 4 | 2130.2714 | 13222.4681 | 704.8352 | 3000 |  | New |  | 0.11 | KG | [6 empty] | SHOP | SKID GAS | 342250
SOCKOLET, #3000, B16.11, A105 | ASME B16.11 |  |  |  | SOCKOLET | SOCKOLET | D | 4"x1/2" | 4"-PG-D-307-N |  | TYPE=OLET,SKEY=THSW |  | BV | 0 |  |  |  | mm | 114.3 | 4 | 2130.2714 | 13222.4681 | 854.8352 | 3000 |  | New |  | 0.15 | KG | [6 empty] | SHOP | SKID GAS | 342262
PIPE, SEAMLESS, PE, SCH 160, B36.10, A106 Gr. B | ASTM A106 Gr. B |  |  |  | 1/2"-1-1/2" | PIPE, SEAMLESS | D | 1/2" | 4"-PG-D-307-N |  | TYPE=PIPE |  | PL |  |  |  |  | mm | 21.336 | 0.5 | 2130.2714 | 13295.4931 | 854.8352 |  | 10S | New |  | 1.95 | KG | [6 empty] | SHOP | SKID GAS | 342268
FLOATING BALL VALVE, NPT, 2500#, A216 Gr WCB | ASME B16.10 |  |  |  | BALL VALVE, LONG PATTERN, 1/2" ND, 1500 LB, FPT, ASME B16.10, 2 9/50" LG | Ball Valve | D | 1/2" | 4"-PG-D-307-N | Long Pattern | SKEY=VBSC,TYPE=VALVE |  | THDF | 0.38 |  |  |  | mm | 21.336 | 0.5 | 2130.2714 | 13370.4931 | 854.8352 | 1500 |  | New |  | 2.8 | KG |  |  |  |  | ?-? |  | SHOP | SKID GAS | 342274
PLUG, HEX HEAD, NPT, 3000#, B16.11, A105 | ASME B16.11 |  |  |  | PLUG HEX MPT | Plug, Hex Head | D | 1/2" | 4"-PG-D-307-N |  | TYPE=MISC-COMPONENT,SKEY=PL |  | THDM | 0 |  |  |  | mm | 22.352 | 0.5 | 2130.2714 | 13425.8651 | 854.8352 |  |  | New |  | 0.07 | KG | [6 empty] | SHOP | SKID GAS | 342280
THREADOLET, 3000#, MSS SP-97 | MSS SP-97 |  |  |  | THREADOLET, 4"X1/2" ND, 3000 LB, BWXFPT, 1/2" LG, MSS SP-97 | Threadolet | D | 4"x1/2" | 4"-PG-D-326-HT |  | TYPE=OLET,SKEY=THSC |  | BV | 0 |  |  |  | mm | 114.3 | 4 | 2130.2714 | 9304.6825 | 354.8352 | 3000 |  | New |  | 0.11 | KG | [6 empty] | SHOP | SKID GAS | 342286
Control Valve, Globe, 600 LB, RF, ISA S75.03 | ISA S75.03 |  |  |  | CONTROL VALVE, GLOBE, 2" ND, 600 LB, RF, ISA S75.03, 11 1/4" LG | Control Valve, Globe | D | 2" | 3"-PG-D-304-N |  | TYPE=INSTRUMENT,SKEY=CVFL |  | FL |  | RF |  |  | mm | 60.325 | 2 | 2130.2714 | 9821.6 | 354.8352 | 600 |  | New | [7 empty] | ?-? |  | SHOP | SKID GAS | 342421 |  | 1.25
FLANGE WN, RF, #600, SCH 80, B16.5, A105 | ASME B16.5 |  |  |  | FLANGE WN | FLANGE WN | D | 2" | 3"-PG-D-304-N |  | TYPE=FLANGE,SKEY=FLWN |  | FL |  | RF |  |  | mm | 60.325 | 2 | 2130.2714 | 10109.7503 | 354.8352 | 600 |  | New |  | 4.5 | KG | [6 empty] | SHOP | SKID GAS | 342431 |  | 1.25
FLANGE WN, RF, #600, SCH 80, B16.5, A105 | ASME B16.5 |  |  |  | FLANGE WN | FLANGE WN | D | 2" | 3"-PG-D-304-N |  | TYPE=FLANGE,SKEY=FLWN |  | FL |  | RF |  |  | mm | 60.325 | 2 | 2130.2714 | 9819.1997 | 354.8352 | 600 |  | New |  | 4.5 | KG | [6 empty] | SHOP | SKID GAS | 342445 |  | 1.25
TEE RED, BW, SCH 80, B16.9, A234 WPB | ASME B16.9 |  |  | TEE RED BW | TEE (RED), 4"X3" ND, BW, ASME B16.9 | Tee (red) | D | 4"x3" | 4"-PG-D-307-N |  | TYPE=TEE,SKEY=TEBW |  | BV | 0 |  |  |  | mm | 114.3 | 4 | 2130.2714 | 12965.4201 | 354.8352 |  |  | New |  | 7 | KG | [6 empty] | SHOP | SKID GAS | 342496
FLANGE WN, RF, #600, SCH 80, B16.5, A105 | ASME B16.5 |  |  |  | FLANGE WN | FLANGE WN | D | 4" | 4"-PG-D-313-HT |  | TYPE=FLANGE,SKEY=FLWN |  | FL |  | RF |  |  | mm | 114.3 | 4 | 2130.2714 | 3706.8997 | 1141.606 | 600 |  | New |  | 18.87 | KG | [6 empty] | SHOP | SKID GAS | 342571 |  | 1.75
PIPE, SEAMLESS, BE, SCH 80, B36.10, A106 Gr B | API 5L Gr. B |  |  |  | 3"-8" | PIPE, SEAMLESS | D | 4" | 4"-PG-D-313-HT |  | TYPE=PIPE |  | PL |  |  |  |  | mm | 114.3 | 4 | 2130.2714 | 2430.5371 | 1141.606 |  | STD | New |  | 22.32 | KG | [6 empty] | SHOP | SKID GAS | 342599
PIPE, SEAMLESS, PE, SCH 160, B36.10, A106 Gr. B | ASTM A106 Gr. B |  |  |  | 1/2"-1-1/2" | PIPE, SEAMLESS | D | 1/2" | 1/2"-LIH-D-434-N |  | TYPE=PIPE |  | PL |  |  |  |  | mm | 21.336 | 0.5 | 1770.7625 | 5441.3615 | 327.7468 |  | 10S | New |  | 1.95 | KG | [6 empty] | SHOP | SKID GAS | 342660
PIPE, SEAMLESS, PE, SCH 160, B36.10, A106 Gr. B | ASTM A106 Gr. B |  |  |  | 1/2"-1-1/2" | PIPE, SEAMLESS | D | 1/2" | 1/2"-LIH-D-434-N |  | TYPE=PIPE |  | PL |  |  |  |  | mm | 21.336 | 0.5 | 1770.7591 | 5342.7649 | 327.7468 |  | 10S | New |  | 1.95 | KG | [6 empty] | SHOP | SKID GAS | 342670
UNION, SW, 3000#, MSS-SP-83, A105 | MSS-SP-83 |  |  |  | UNION | UNION | D | 1/2" | 1/2"-LIH-D-434-N |  | TYPE=UNION,SKEY=UNSW |  | SW | 0.5 |  |  |  | mm | 21.336 | 0.5 | 2130.2714 | 4849.0679 | 543.2475 | 3000 |  | New |  | 0.35 | KG | [6 empty] | SHOP | SKID GAS | 342680
ELL 90, SW, 3000#, B16.11, A105 | ASME B16.11 |  |  |  | ELL 90 SW | ELL 90 | D | 1/2" | 1/2"-LIH-D-434-N |  | TYPE=ELBOW,SKEY=ELSW |  | SW | 0.38 |  |  |  | mm | 21.336 | 0.5 | 1770.7349 | 4849.0752 | 327.7468 | 3000 |  | New |  | 0.15 | KG | [6 empty] | SHOP | SKID GAS | 342713
PIPE, SEAMLESS, PE, SCH 160, B36.10, A106 Gr. B | ASTM A106 Gr. B |  |  |  | 1/2"-1-1/2" | PIPE, SEAMLESS | D | 2" | 2"-R-D-610-N |  | TYPE=PIPE |  | PL |  |  |  |  | mm | 60.325 | 2 | 1261.8645 | 2067.4101 | 3460.312 |  | 10S | New |  | 11.11 | KG | [6 empty] | SHOP | SKID GAS | 342725
PIPE, SEAMLESS, BE, SCH 40, B36.10, A106 Gr. B | API 5L Gr. B |  |  |  | 2"-24" | PIPE, SEAMLESS | B | 3" | 3"-R-B-611-N |  | TYPE=PIPE |  | PL |  |  |  |  | mm | 88.9 | 3 | 80.0028 | 2067.4101 | 3441.1934 |  | STD | New |  | 11.29 | KG | [6 empty] | SHOP | SKID GAS | 342739
PIPE, SEAMLESS, PE, SCH 160, B36.10, A106 Gr. B | ASTM A106 Gr. B |  |  |  | 1/2"-1-1/2" | PIPE, SEAMLESS | D | 1/2" | 1/2"-LIH-D-409-N |  | TYPE=PIPE |  | PL |  |  |  |  | mm | 21.336 | 0.5 | 1299.5916 | 249.3355 | 308.5429 |  | 10S | New |  | 1.95 | KG | [6 empty] | SHOP | SKID GAS | 342767
PIPE, SEAMLESS, PE, SCH 160, B36.10, A106 Gr. B | ASTM A106 Gr. B |  |  |  | 1/2"-1-1/2" | PIPE, SEAMLESS | B | 1" | 1"-PG-B-316-N |  | TYPE=PIPE |  | PL |  |  |  |  | mm | 33.401 | 1 | 2236.0809 | 2395.5921 | 3101.6857 |  | 10S | New |  | 4.24 | KG | [6 empty] | SHOP | SKID GAS | 342812
PIPE, SEAMLESS, PE, SCH 160, B36.10, A106 Gr. B | ASTM A106 Gr. B |  |  |  | 1/2"-1-1/2" | PIPE, SEAMLESS | B | 1" | 1"-LIH-B-411-N |  | TYPE=PIPE |  | PL |  |  |  |  | mm | 33.401 | 1 | 1450.4817 | 2536.2961 | 1670.9962 |  | 10S | New |  | 4.24 | KG | [6 empty] | SHOP | SKID GAS | 342836
UNION, 3000#, SW, MSS-SP-83, A105 | MSS-SP-83 |  |  |  | UNION | UNION | B | 1" | 1"-LIH-B-411-N |  | TYPE=UNION,SKEY=UNSW |  | SW | 0.625 |  |  |  | mm | 33.401 | 1 | 1450.4817 | 2996.002 | 1670.9962 | 3000 |  | New |  | 0.78 | KG | [6 empty] | SHOP | SKID GAS | 342842
PIPE, SEAMLESS, PE, SCH 160, B36.10, A106 Gr. B | ASTM A106 Gr. B |  |  |  | 1/2"-1-1/2" | PIPE, SEAMLESS | B | 1" | 1"-LIH-B-411-N |  | TYPE=PIPE |  | PL |  |  |  |  | mm | 33.401 | 1 | 1450.4817 | 3026.2026 | 1670.9962 |  | 10S | New |  | 4.24 | KG | [6 empty] | SHOP | SKID GAS | 342844
ELL 90, SW, 3000#, B16.11, A105 | ASME B16.11 |  |  |  | ELL 90 SW | ELL 90 | B | 1" | 1"-PG-B-316-N |  | TYPE=ELBOW,SKEY=ELSW |  | SW | 0.5 |  |  |  | mm | 33.401 | 1 | 1450.4817 | 2417.9441 | 3101.6857 | 3000 |  | New |  | 0.38 | KG | [6 empty] | SHOP | SKID GAS | 342858
PIPE, SEAMLESS, PE, SCH 160, B36.10, A106 Gr. B | ASTM A106 Gr. B |  |  |  | 1/2"-1-1/2" | PIPE, SEAMLESS | B | 1" | 1"-PG-B-317-N |  | TYPE=PIPE |  | PL |  |  |  |  | mm | 33.401 | 1 | 1450.4817 | 2417.9441 | 3079.3337 |  | 10S | New |  | 4.24 | KG | [6 empty] | SHOP | SKID GAS | 342864
PIPE, SEAMLESS, PE, SCH 160, B36.10, A106 Gr. B | ASTM A106 Gr. B |  |  |  | 1/2"-1-1/2" | PIPE, SEAMLESS | B | 1/2" | 1/2"-LIH-D-433-N |  | TYPE=PIPE |  | PL |  |  |  |  | mm | 21.336 | 0.5 | 309.582 | 8991.0813 | 214.5756 |  | 10S | New |  | 1.95 | KG | [6 empty] | SHOP | SKID GAS | 342931
PIPE, SEAMLESS, PE, SCH 160, B36.10, A106 Gr. B | ASTM A106 Gr. B |  |  |  | 1/2"-1-1/2" | PIPE, SEAMLESS | B | 1/2" | 1/2"-LIH-D-400-N |  | TYPE=PIPE |  | PL |  |  |  |  | mm | 21.336 | 0.5 | 309.5982 | 10261.4906 | 214.5756 |  | 10S | New |  | 1.95 | KG | [6 empty] | SHOP | SKID GAS | 342941
ELL 45, SW, 3000#, B16.11, A105 | ASME B16.11 |  |  |  | ELL 45 SW | ELL 45 | B | 1" | 1"-LIH-B-411-N |  | TYPE=ELBOW,SKEY=ELSW |  | SW | 0.5 |  |  |  | mm | 33.401 | 1 | 312.4453 | 2513.9441 | 315.0267 | 3000 |  | New |  | 0.34 | KG | [6 empty] | SHOP | SKID GAS | 342951
PIPE, SEAMLESS, PE, SCH 160, B36.10, A106 Gr. B | ASTM A106 Gr. B |  |  |  | 1/2"-1-1/2" | PIPE, SEAMLESS | B | 1" | 1"-LIH-B-411-N |  | TYPE=PIPE |  | PL |  |  |  |  | mm | 33.401 | 1 | 302.3874 | 2513.9441 | 304.9688 |  | 10S | New |  | 4.24 | KG | [6 empty] | SHOP | SKID GAS | 342975
PIPE, SEAMLESS, PE, SCH 160, B36.10, A106 Gr. B | ASTM A106 Gr. B |  |  |  | 1/2"-1-1/2" | PIPE, SEAMLESS | B | 1/2" | 1"-LIH-B-412-N |  | TYPE=PIPE |  | PL |  |  |  |  | mm | 21.336 | 0.5 | 487.961 | 4035.9685 | 209.3269 |  | 10S | New |  | 1.95 | KG | [6 empty] | SHOP | SKID GAS | 343018
PIPE, SEAMLESS, PE, SCH 160, B36.10, A106 Gr. B | ASTM A106 Gr. B |  |  |  | 1/2"-1-1/2" | PIPE, SEAMLESS | B | 1/2" | 1"-LIH-B-412-N |  | TYPE=PIPE |  | PL |  |  |  |  | mm | 21.336 | 0.5 | 503.7096 | 4051.716 | 209.3269 |  | 10S | New |  | 1.95 | KG | [6 empty] | SHOP | SKID GAS | 343024
PIPE, SEAMLESS, PE, SCH 160, B36.10, A106 Gr. B | ASTM A106 Gr. B |  |  |  | 1/2"-1-1/2" | PIPE, SEAMLESS | B | 1/2" | 1"-LIH-B-412-N |  | TYPE=PIPE |  | PL |  |  |  |  | mm | 21.336 | 0.5 | 847.0696 | 4051.7042 | 209.3269 |  | 10S | New |  | 1.95 | KG | [6 empty] | SHOP | SKID GAS | 343030
BALL VALVE, FLOATING, NPT, 800#, FB, FS, A216 Gr. WCB | ASME B16.10 |  |  |  | BALL VALVE, LONG PATTERN, 1/2" ND, 1500 LB, FPT, ASME B16.10, 2 9/50" LG | Ball Valve | B | 1/2" | 1"-LIH-B-412-N | Long Pattern | SKEY=VBSC,TYPE=VALVE |  | THDF | 0.38 |  |  |  | mm | 21.336 | 0.5 | 578.7096 | 4051.7134 | 209.3269 | 1500 |  | New |  |  | KG |  |  |  |  | ?-? |  | SHOP | SKID GAS | 343064
UNION, 3000#, SW, MSS-SP-83, A105 | MSS-SP-83 |  |  |  | UNION | UNION | B | 1/2" | 1/2"-DO-B-504-N |  | TYPE=UNION,SKEY=UNSW |  | SW | 0.5 |  |  |  | mm | 21.336 | 0.5 | 737.5872 | 3106.4716 | 336.7409 | 3000 |  | New |  | 0.35 | KG | [6 empty] | SHOP | SKID GAS | 343133
PIPE, SEAMLESS, PE, SCH 160, B36.10, A106 Gr. B | ASTM A106 Gr. B |  |  |  | 1/2"-1-1/2" | PIPE, SEAMLESS | B | 1/2" | 1/2"-DO-B-504-N |  | TYPE=PIPE |  | PL |  |  |  |  | mm | 21.336 | 0.5 | 713.9906 | 3106.4716 | 336.7409 |  | 10S | New |  | 1.95 | KG | [6 empty] | SHOP | SKID GAS | 343135
PIPE, SEAMLESS, PE, SCH 160, B36.10, A106 Gr. B | ASTM A106 Gr. B |  |  |  | 1/2"-1-1/2" | PIPE, SEAMLESS | B | 1" | 1"-PG-B-318-N |  | TYPE=PIPE |  | PL |  |  |  |  | mm | 33.401 | 1 | 1450.4817 | 2562.0015 | 2060.9962 |  | 10S | New |  | 4.24 | KG | [6 empty] | SHOP | SKID GAS | 343149
TEE, SW, 3000#, B16.11, A105 | ASME B16.11 |  |  |  | TEE RED SW | Tee | B | 1 1/2" | 1 1/2"-FG-B-309-N |  | TYPE=TEE,SKEY=TESW |  | SW | 0.5 |  |  |  | mm | 48.26 | 1.5 | 1450.4817 | 3450.802 | 3532.4687 | 3000 |  | New |  |  | KG | [6 empty] | SHOP | SKID GAS | 343155
UNION, 3000#, SW, MSS-SP-83, A105 | MSS-SP-83 |  |  |  | UNION | UNION | B | 1 1/2" | 1 1/2"-FG-B-309-N |  | TYPE=UNION,SKEY=UNSW |  | SW | 0.75 |  |  |  | mm | 48.26 | 1.5 | 1450.4817 | 3450.802 | 3120.6273 | 3000 |  | New |  | 1.6 | KG | [6 empty] | SHOP | SKID GAS | 343173
PIPE, SEAMLESS, PE, SCH 160, B36.10, A106 Gr. B | ASTM A106 Gr. B |  |  |  | 1/2"-1-1/2" | PIPE, SEAMLESS | B | 1 1/2" | 1 1/2"-FG-B-309-N |  | TYPE=PIPE |  | PL |  |  |  |  | mm | 48.26 | 1.5 | 1450.4817 | 3450.802 | 3500.7187 |  | 10S | New |  | 7.25 | KG | [6 empty] | SHOP | SKID GAS | 343183
COUPLING, RED, SW, #3000, B16.11, A105 | ASME B16.11 |  |  |  | COUPLING REDU | COUPLING, REDUCING | B | 1 1/2"x1" | 1"-FG-B-319-N |  | TYPE=REDUCER-CONCENTRIC,SKEY=RCSW |  | SW | 0.5 |  |  |  | mm | 48.26 | 1.5 | 1268.7317 | 3450.802 | 3532.4687 | 3000 |  | New |  | 0.6 | KG | [6 empty] | SHOP | SKID GAS | 343195
PIPE, SEAMLESS, PE, SCH 160, B36.10, A106 Gr. B | ASTM A106 Gr. B |  |  |  | 1/2"-1-1/2" | PIPE, SEAMLESS | D | 3/4" | 1 1/2"-FG-B-309-N |  | TYPE=PIPE |  | PL |  |  |  |  | mm | 26.67 | 0.75 | 1064.3755 | 8268.44 | 1145.383 |  | 10S | New |  | 2.9 | KG | [6 empty] | SHOP | SKID GAS | 343327
PIPE, SEAMLESS, PE, SCH 160, B36.10, A106 Gr. B | ASTM A106 Gr. B |  |  |  | 1/2"-1-1/2" | PIPE, SEAMLESS | D | 3/4" | 1 1/2"-FG-B-309-N |  | TYPE=PIPE |  | PL |  |  |  |  | mm | 26.67 | 0.75 | 1196.5255 | 8268.5075 | 924.6619 |  | 10S | New |  | 2.9 | KG | [6 empty] | SHOP | SKID GAS | 343347
PIPE, SEAMLESS, PE, SCH 160, B36.10, A106 Gr. B | ASTM A106 Gr. B |  |  |  | 1/2"-1-1/2" | PIPE, SEAMLESS | D | 3/4" | 1 1/2"-FG-B-309-N |  | TYPE=PIPE |  | PL |  |  |  |  | mm | 26.67 | 0.75 | 910.5931 | 8268.5075 | 905.6119 |  | 10S | New |  | 2.9 | KG | [6 empty] | SHOP | SKID GAS | 343367
PIPE, SEAMLESS, PE, SCH 160, B36.10, A106 Gr. B | ASTM A106 Gr. B |  |  |  | 1/2"-1-1/2" | PIPE, SEAMLESS | D | 3/4" |  |  | TYPE=PIPE |  | PL |  |  |  |  | mm | 26.67 | 0.75 | 1064.3755 | 8446.27 | 1330.0954 |  | 10S | New |  | 2.9 | KG | [6 empty] | SHOP | SKID GAS | 343407
PIPE, SEAMLESS, PE, SCH 160, B36.10, A106 Gr. B | ASTM A106 Gr. B |  |  |  | 1/2"-1-1/2" | PIPE, SEAMLESS | D | 3/4" |  |  | TYPE=PIPE |  | PL |  |  |  |  | mm | 26.67 | 0.75 | 1224.4655 | 8446.3375 | 979.7205 |  | 10S | New |  | 2.9 | KG | [6 empty] | SHOP | SKID GAS | 343417
PIPE, SEAMLESS, PE, SCH 160, B36.10, A106 Gr. B | ASTM A106 Gr. B |  |  |  | 1/2"-1-1/2" | PIPE, SEAMLESS | D | 3/4" |  |  | TYPE=PIPE |  | PL |  |  |  |  | mm | 26.67 | 0.75 | 1064.3755 | 8446.3375 | 960.6705 |  | 10S | New |  | 2.9 | KG | [6 empty] | SHOP | SKID GAS | 343423
Control Valve, Globe, Short Pattern, 600 LB, FPT, ISA S75.12 | ISA S75.12 |  |  |  | CONTROL VALVE, GLOBE, SHORT PATTERN, 1/2" ND, 600 LB, FPT, ISA S75.12, 5 154/357" LG | Control Valve, Globe, Short Pattern | D | 1/2" | 1"-PG-B-316-N | Short Pattern | TYPE=INSTRUMENT,SKEY=CVSC |  | THDF | 0.5337 |  |  |  | mm | 21.336 | 0.5 | 2236.0809 | 2102.9455 | 3101.6857 | 600 |  | New | [7 empty] | ?-? |  | SHOP | SKID GAS | 343437
COUPLING, RED, SW, #3000, B16.11, A105 | ASME B16.11 |  |  |  | COUPLING REDU | COUPLING, REDUCING | D | 1"x1/2" | 1"-PG-B-316-N |  | TYPE=REDUCER-CONCENTRIC,SKEY=RCSW |  | SW | 0.5 |  |  |  | mm | 33.401 | 1 | 2236.0809 | 2295.5921 | 3101.6857 | 3000 |  | New |  | 0.21 | KG | [6 empty] | SHOP | SKID GAS | 343439
PIPE, SEAMLESS, PE, SCH 160, B36.10, A106 Gr. B | ASTM A106 Gr. B |  |  |  | 1/2"-1-1/2" | PIPE, SEAMLESS | D | 1/2" | 1"-PG-B-316-N |  | TYPE=PIPE |  | PL |  |  |  |  | mm | 21.336 | 0.5 | 2236.0809 | 2276.5421 | 3101.6857 |  | 10S | New |  | 1.95 | KG | [6 empty] | SHOP | SKID GAS | 343455
UNION, SW, 3000#, MSS-SP-83, A105 | MSS-SP-83 |  |  |  | UNION | UNION | D | 1/2" | 1"-PG-B-316-N |  | TYPE=UNION,SKEY=UNSW |  | SW | 0.5 |  |  |  | mm | 21.336 | 0.5 | 2236.0809 | 2201.5421 | 3101.6857 | 3000 |  | New |  | 0.35 | KG | [6 empty] | SHOP | SKID GAS | 343461
PIPE, SEAMLESS, PE, SCH 160, B36.10, A106 Gr. B | ASTM A106 Gr. B |  |  |  | 1/2"-1-1/2" | PIPE, SEAMLESS | D | 1/2" | 1"-PG-B-316-N |  | TYPE=PIPE |  | PL |  |  |  |  | mm | 21.336 | 0.5 | 2236.0809 | 2177.9455 | 3101.6857 |  | 10S | New |  | 1.95 | KG | [6 empty] | SHOP | SKID GAS | 343467
PIPE, SEAMLESS, PE, SCH 160, B36.10, A106 Gr. B | ASTM A106 Gr. B |  |  |  | 1/2"-1-1/2" | PIPE, SEAMLESS | D | 1/2" | 1"-PG-B-316-N |  | TYPE=PIPE |  | PL |  |  |  |  | mm | 21.336 | 0.5 | 2236.0809 | 1964.9575 | 3101.6857 |  | 10S | New |  | 1.95 | KG | [6 empty] | SHOP | SKID GAS | 343477
UNION, SW, 3000#, MSS-SP-83, A105 | MSS-SP-83 |  |  |  | UNION | UNION | D | 1/2" | 1"-PG-B-316-N |  | TYPE=UNION,SKEY=UNSW |  | SW | 0.5 |  |  |  | mm | 21.336 | 0.5 | 2236.0809 | 1889.9575 | 3101.6857 | 3000 |  | New |  | 0.35 | KG | [6 empty] | SHOP | SKID GAS | 343483
PIPE, SEAMLESS, PE, SCH 160, B36.10, A106 Gr. B | ASTM A106 Gr. B |  |  |  | 1/2"-1-1/2" | PIPE, SEAMLESS | D | 1/2" | 1"-PG-B-316-N |  | TYPE=PIPE |  | PL |  |  |  |  | mm | 21.336 | 0.5 | 2236.0809 | 1866.3609 | 3101.6857 |  | 10S | New |  | 1.95 | KG | [6 empty] | SHOP | SKID GAS | 343489
COUPLING, RED, SW, #3000, B16.11, A105 | ASME B16.11 |  |  |  | COUPLING REDU | COUPLING, REDUCING | D | 1"x1/2" | 1"-PG-B-316-N |  | TYPE=REDUCER-CONCENTRIC,SKEY=RCSW |  | SW | 0.5 |  |  |  | mm | 33.401 | 1 | 2236.0809 | 1772.3109 | 3101.6857 | 3000 |  | New |  | 0.21 | KG | [6 empty] | SHOP | SKID GAS | 343497
PIPE, SEAMLESS, PE, SCH 160, B36.10, A106 Gr. B | ASTM A106 Gr. B |  |  |  | 1/2"-1-1/2" | PIPE, SEAMLESS | D | 1" | 1"-PG-B-316-N |  | TYPE=PIPE |  | PL |  |  |  |  | mm | 33.401 | 1 | 2236.0809 | 1772.3109 | 3101.6857 |  | 10S | New |  | 4.24 | KG | [6 empty] | SHOP | SKID GAS | 343508
PIPE, SEAMLESS, PE, SCH 160, B36.10, A106 Gr. B | ASTM A106 Gr. B |  |  |  | 1/2"-1-1/2" | PIPE, SEAMLESS | B | 1" | 1"-FG-B-319-N |  | TYPE=PIPE |  | PL |  |  |  |  | mm | 33.401 | 1 | 1243.3317 | 3450.802 | 3532.4687 |  | 10S | New |  | 4.24 | KG | [6 empty] | SHOP | SKID GAS | 343514
PIPE, SEAMLESS, PE, SCH 160, B36.10, A106 Gr. B | ASTM A106 Gr. B |  |  |  | 1/2"-1-1/2" | PIPE, SEAMLESS | B | 1" | 1"-FG-B-319-N |  | TYPE=PIPE |  | PL |  |  |  |  | mm | 33.401 | 1 | 1113.1311 | 3450.802 | 3532.4687 |  | 10S | New |  | 4.24 | KG | [6 empty] | SHOP | SKID GAS | 343524
PIPE, SEAMLESS, PE, SCH 160, B36.10, A106 Gr. B | ASTM A106 Gr. B |  |  |  | 1/2"-1-1/2" | PIPE, SEAMLESS | B | 1 1/2" | 1"-FG-B-319-N |  | TYPE=PIPE |  | PL |  |  |  |  | mm | 48.26 | 1.5 | 1268.7317 | 3450.802 | 3532.4687 |  | 10S | New |  | 7.25 | KG | [6 empty] | SHOP | SKID GAS | 343548
PIPE, SEAMLESS, PE, SCH 160, B36.10, A106 Gr. B | ASTM A106 Gr. B |  |  |  | 1/2"-1-1/2" | PIPE, SEAMLESS | B | 1/2" | 1 1/2"-FG-B-309-N |  | TYPE=PIPE |  | PL |  |  |  |  | mm | 21.336 | 0.5 | 2236.0809 | 1669.4663 | 3564.2187 |  | 10S | New |  | 1.95 | KG | [6 empty] | SHOP | SKID GAS | 343566
BALL VALVE, FLOATING, NPT, 800#, FB, FS, A216 Gr. WCB | ASME B16.10 |  |  |  | BALL VALVE, LONG PATTERN, 1/2" ND, 1500 LB, FPT, ASME B16.10, 2 9/50" LG | Ball Valve | B | 1/2" | 1 1/2"-FG-B-309-N | Long Pattern | SKEY=VBSC,TYPE=VALVE |  | THDF | 0.38 |  |  |  | mm | 21.336 | 0.5 | 2236.0809 | 1669.4663 | 3639.2187 | 1500 |  | New |  |  | KG |  |  |  |  | ?-? |  | SHOP | SKID GAS | 343572
PIPE, SEAMLESS, PE, SCH 160, B36.10, A106 Gr. B | ASTM A106 Gr. B |  |  |  | 1/2"-1-1/2" | PIPE, SEAMLESS | B | 1/2" | 1 1/2"-FG-B-309-N |  | TYPE=PIPE |  | PL |  |  |  |  | mm | 21.336 | 0.5 | 2236.0809 | 1669.4663 | 3694.5907 |  | 10S | New |  | 1.95 | KG | [6 empty] | SHOP | SKID GAS | 343578
NEEDLE VALVE, #3000, SS 316 |  |  |  |  | NEEDLE VALVE, 1/2" ND, 2500 LB, FPT, 1 3/25" LG | Needle Valve | A1A2 | 1/2" | 1 1/2"-FG-B-309-N |  | SKEY=VNSC,TYPE=VALVE |  | THDF | 9.652 |  |  |  | mm | 21.336 | 0.5 | 2236.0809 | 1669.4663 | 3769.5907 | 2500 |  | New |  |  | KG |  |  |  |  | ?-? |  | SHOP | SKID GAS | 343584
PIPE, SEAMLESS, PE, SCH 160, B36.10, A106 Gr. B | ASTM A106 Gr. B |  |  |  | 1/2"-1-1/2" | PIPE, SEAMLESS | D | 3/4" | 3/4"-QUI-D-704-N |  | TYPE=PIPE |  | PL |  |  |  |  | mm | 26.67 | 0.75 | 764.91 | 27.6669 | 211.2101 |  | 10S | New |  | 2.9 | KG | [6 empty] | SHOP | SKID GAS | 343609
ELL 90, SW, 3000#, B16.11, A105 | ASME B16.11 |  |  |  | ELL 90 SW | ELL 90 | D | 3/4" | 3/4"-QUI-D-702-N |  | TYPE=ELBOW,SKEY=ELSW |  | SW | 0.5 |  |  |  | mm | 26.67 | 0.75 | 676.91 | 638.303 | 211.2101 | 3000 |  | New |  | 0.24 | KG | [6 empty] | SHOP | SKID GAS | 343627
PIPE, SEAMLESS, PE, SCH 160, B36.10, A106 Gr. B | ASTM A106 Gr. B |  |  |  | 1/2"-1-1/2" | PIPE, SEAMLESS | D | 3/4" | 3/4"-QUI-D-702-N |  | TYPE=PIPE |  | PL |  |  |  |  | mm | 26.67 | 0.75 | 676.91 | 619.253 | 211.2101 |  | 10S | New |  | 2.9 | KG | [6 empty] | SHOP | SKID GAS | 344114
ELL 90, SW, 3000#, B16.11, A105 | ASME B16.11 |  |  |  | ELL 90 SW | ELL 90 | D | 3/4" | 3/4"-QUI-D-704-N |  | TYPE=ELBOW,SKEY=ELSW |  | SW | 0.5 |  |  |  | mm | 26.67 | 0.75 | 764.91 | 550.303 | 211.2101 | 3000 |  | New |  | 0.24 | KG | [6 empty] | SHOP | SKID GAS | 344124
ELL 90, SW, 3000#, B16.11, A105 | ASME B16.11 |  |  |  | ELL 90 SW | ELL 90 | D | 3/4" | 3/4"-QUI-D-704-N |  | TYPE=ELBOW,SKEY=ELSW |  | SW | 0.5 |  |  |  | mm | 26.67 | 0.75 | 2517.6007 | 550.303 | 211.2101 | 3000 |  | New |  | 0.24 | KG | [6 empty] | SHOP | SKID GAS | 344130
ELL 90, SW, 3000#, B16.11, A105 | ASME B16.11 |  |  |  | ELL 90 SW | ELL 90 | D | 3/4" | 3/4"-QUI-D-702-N |  | TYPE=ELBOW,SKEY=ELSW |  | SW | 0.5 |  |  |  | mm | 26.67 | 0.75 | 2429.6007 | 638.303 | 211.2101 | 3000 |  | New |  | 0.24 | KG | [6 empty] | SHOP | SKID GAS | 344155
ELL 45, SW, 3000#, B16.11, A105 | ASME B16.11 |  |  |  | ELL 45 SW | ELL 45 | B | 1/2" | 1/2"-DO-B-503-N |  | TYPE=ELBOW,SKEY=ELSW |  | SW | 0.38 |  |  |  | mm | 21.336 | 0.5 | 976.8309 | 355.8083 | 308.5429 | 3000 |  | New |  | 0.13 | KG | [6 empty] | SHOP | SKID GAS | 344473
PIPE, SEAMLESS, PE, SCH 160, B36.10, A106 Gr. B | ASTM A106 Gr. B |  |  |  | 1/2"-1-1/2" | PIPE, SEAMLESS | B | 1/2" | 1/2"-DO-B-503-N |  | TYPE=PIPE |  | PL |  |  |  |  | mm | 21.336 | 0.5 | 796.3477 | 355.8083 | 128.0597 |  | 10S | New |  | 1.95 | KG | [6 empty] | SHOP | SKID GAS | 344487
ELL 45, SW, 3000#, B16.11, A105 | ASME B16.11 |  |  |  | ELL 45 SW | ELL 45 | B | 1/2" | 1/2"-LIH-B-410-N |  | TYPE=ELBOW,SKEY=ELSW |  | SW | 0.38 |  |  |  | mm | 21.336 | 0.5 | 976.8309 | 249.3446 | 308.5429 | 3000 |  | New |  | 0.13 | KG | [6 empty] | SHOP | SKID GAS | 344504
PIPE, SEAMLESS, PE, SCH 160, B36.10, A106 Gr. B | ASTM A106 Gr. B |  |  |  | 1/2"-1-1/2" | PIPE, SEAMLESS | B | 1/2" | 1/2"-LIH-B-410-N |  | TYPE=PIPE |  | PL |  |  |  |  | mm | 21.336 | 0.5 | 796.3477 | 249.3451 | 128.0597 |  | 10S | New |  | 1.95 | KG | [6 empty] | SHOP | SKID GAS | 344511
PIPE, SEAMLESS, PE, SCH 160, B36.10, A106 Gr. B | ASTM A106 Gr. B |  |  |  | 1/2"-1-1/2" | PIPE, SEAMLESS | D | 3/4" | 3/4"-QUI-D-702-N |  | TYPE=PIPE |  | PL |  |  |  |  | mm | 26.67 | 0.75 | 695.96 | 638.303 | 211.2101 |  | 10S | New |  | 2.9 | KG | [6 empty] | SHOP | SKID GAS | 344531
PIPE, SEAMLESS, PE, SCH 160, B36.10, A106 Gr. B | ASTM A106 Gr. B |  |  |  | 1/2"-1-1/2" | PIPE, SEAMLESS | D | 3/4" | 3/4"-QUI-D-704-N |  | TYPE=PIPE |  | PL |  |  |  |  | mm | 26.67 | 0.75 | 783.96 | 550.303 | 211.2101 |  | 10S | New |  | 2.9 | KG | [6 empty] | SHOP | SKID GAS | 344541
PIPE, SEAMLESS, PE, SCH 160, B36.10, A106 Gr. B | ASTM A106 Gr. B |  |  |  | 1/2"-1-1/2" | PIPE, SEAMLESS | D | 3/4" | 3/4"-QUI-D-702-N |  | TYPE=PIPE |  | PL |  |  |  |  | mm | 26.67 | 0.75 | 2429.6007 | 657.353 | 211.2101 |  | 10S | New |  | 2.9 | KG | [6 empty] | SHOP | SKID GAS | 344547
PIPE, SEAMLESS, PE, SCH 160, B36.10, A106 Gr. B | ASTM A106 Gr. B |  |  |  | 1/2"-1-1/2" | PIPE, SEAMLESS | D | 3/4" | 3/4"-QUI-D-704-N |  | TYPE=PIPE |  | PL |  |  |  |  | mm | 26.67 | 0.75 | 2517.6007 | 569.353 | 211.2101 |  | 10S | New |  | 2.9 | KG | [6 empty] | SHOP | SKID GAS | 344553
COUPLING, SW, 6000#, B16.11, A105 | ASME B16.11 |  |  |  | COUPLING SW | COUPLING | D | 3/4" | 3/4"-QUI-D-702-N |  | TYPE=COUPLING,SKEY=COSW |  | SW | 0.5625 |  |  |  | mm | 26.67 | 0.75 | 2429.6007 | 6657.353 | 211.2101 | 6000 |  | New |  | 0.14 | KG | [6 empty] | SHOP | SKID GAS | 344559
COUPLING, SW, 6000#, B16.11, A105 | ASME B16.11 |  |  |  | COUPLING SW | COUPLING | D | 3/4" | 3/4"-QUI-D-704-N |  | TYPE=COUPLING,SKEY=COSW |  | SW | 0.5625 |  |  |  | mm | 26.67 | 0.75 | 2517.6007 | 6569.353 | 211.2101 | 6000 |  | New |  | 0.14 | KG | [6 empty] | SHOP | SKID GAS | 344565
PIPE, SEAMLESS, PE, SCH 160, B36.10, A106 Gr. B | ASTM A106 Gr. B |  |  |  | 1/2"-1-1/2" | PIPE, SEAMLESS | D | 3/4" | 3/4"-QUI-D-702-N |  | TYPE=PIPE |  | PL |  |  |  |  | mm | 26.67 | 0.75 | 2429.6007 | 6670.053 | 211.2101 |  | 10S | New |  | 2.9 | KG | [6 empty] | SHOP | SKID GAS | 344571
PIPE, SEAMLESS, PE, SCH 160, B36.10, A106 Gr. B | ASTM A106 Gr. B |  |  |  | 1/2"-1-1/2" | PIPE, SEAMLESS | D | 3/4" | 3/4"-QUI-D-704-N |  | TYPE=PIPE |  | PL |  |  |  |  | mm | 26.67 | 0.75 | 2517.6007 | 6582.053 | 211.2101 |  | 10S | New |  | 2.9 | KG | [6 empty] | SHOP | SKID GAS | 344577
PIPE, SEAMLESS, PE, SCH 160, B36.10, A106 Gr. B | ASTM A106 Gr. B |  |  |  | 1/2"-1-1/2" | PIPE, SEAMLESS | D | 3/4" | 3/4"-QUI-D-702-N |  | TYPE=PIPE |  | PL |  |  |  |  | mm | 26.67 | 0.75 | 2410.5507 | 12965.4201 | 1209.2826 |  | 10S | New |  | 2.9 | KG | [6 empty] | SHOP | SKID GAS | 344583
ELL 90, SW, 3000#, B16.11, A105 | ASME B16.11 |  |  |  | ELL 90 SW | ELL 90 | D | 3/4" | 3/4"-QUI-D-702-N |  | TYPE=ELBOW,SKEY=ELSW |  | SW | 0.5 |  |  |  | mm | 26.67 | 0.75 | 2429.6007 | 12965.4201 | 1209.2826 | 3000 |  | New |  | 0.24 | KG | [6 empty] | SHOP | SKID GAS | 344629
PIPE, SEAMLESS, PE, SCH 160, B36.10, A106 Gr. B | ASTM A106 Gr. B |  |  |  | 1/2"-1-1/2" | PIPE, SEAMLESS | D | 3/4" | 3/4"-QUI-D-702-N |  | TYPE=PIPE |  | PL |  |  |  |  | mm | 26.67 | 0.75 | 2429.6007 | 12965.4201 | 1190.2326 |  | 10S | New |  | 2.9 | KG | [6 empty] | SHOP | SKID GAS | 344635
ELL 90, SW, 3000#, B16.11, A105 | ASME B16.11 |  |  |  | ELL 90 SW | ELL 90 | D | 3/4" | 3/4"-QUI-D-702-N |  | TYPE=ELBOW,SKEY=ELSW |  | SW | 0.5 |  |  |  | mm | 26.67 | 0.75 | 2429.6007 | 12965.4201 | 211.2101 | 3000 |  | New |  | 0.24 | KG | [6 empty] | SHOP | SKID GAS | 344645
PIPE, SEAMLESS, PE, SCH 160, B36.10, A106 Gr. B | ASTM A106 Gr. B |  |  |  | 1/2"-1-1/2" | PIPE, SEAMLESS | D | 3/4" | 3/4"-QUI-D-704-N |  | TYPE=PIPE |  | PL |  |  |  |  | mm | 26.67 | 0.75 | 2517.6007 | 13818.2252 | 211.2101 |  | 10S | New |  | 2.9 | KG | [6 empty] | SHOP | SKID GAS | 344679
HEX HEAD BUSHING, 3000#, B16.11, A105 | ASME B16.11 |  |  |  | HEX HEAD BUSHING, 1"X3/4" ND, MPTXFPT, ASME B16.11 | Hex Head Bushing | D | 1"x3/4" | 3/4"-QUI-D-704-N |  | TYPE=COUPLING,SKEY=COSC |  | THDM | 0 |  |  |  | mm | 33.401 | 1 | 1821.4873 | 13672.1595 | 1631.6 |  |  | New |  | 0.15 | KG | [6 empty] | SHOP | SKID GAS | 344734
PIPE, SEAMLESS, PE, SCH 160, B36.10, A106 Gr. B | ASTM A106 Gr. B |  |  |  | 1/2"-1-1/2" | PIPE, SEAMLESS | D | 3/4" | 3/4"-QUI-D-704-N |  | TYPE=PIPE |  | PL |  |  |  |  | mm | 26.67 | 0.75 | 1829.3451 | 13680.0172 | 1631.6 |  | 10S | New |  | 2.9 | KG | [6 empty] | SHOP | SKID GAS | 344736
UNION, SW, 3000#, MSS-SP-83, A105 | MSS-SP-83 |  |  |  | UNION | UNION | D | 3/4" | 3/4"-QUI-D-704-N |  | TYPE=UNION,SKEY=UNSW |  | SW | 0.5625 |  |  |  | mm | 26.67 | 0.75 | 1882.3781 | 13733.0502 | 1631.6 | 3000 |  | New |  | 0.55 | KG | [6 empty] | SHOP | SKID GAS | 344755
PIPE, SEAMLESS, PE, SCH 160, B36.10, A106 Gr. B | ASTM A106 Gr. B |  |  |  | 1/2"-1-1/2" | PIPE, SEAMLESS | D | 3/4" | 3/4"-QUI-D-704-N |  | TYPE=PIPE |  | PL |  |  |  |  | mm | 26.67 | 0.75 | 1902.422 | 13753.0942 | 1631.6 |  | 10S | New |  | 2.9 | KG | [6 empty] | SHOP | SKID GAS | 344761
ELL 90, SW, 3000#, B16.11, A105 | ASME B16.11 |  |  |  | ELL 90 SW | ELL 90 | D | 3/4" | 3/4"-QUI-D-704-N |  | TYPE=ELBOW,SKEY=ELSW |  | SW | 0.5 |  |  |  | mm | 26.67 | 0.75 | 1986.6031 | 13837.2752 | 1631.6 | 3000 |  | New |  | 0.24 | KG | [6 empty] | SHOP | SKID GAS | 344767
ELL 90, SW, 3000#, B16.11, A105 | ASME B16.11 |  |  |  | ELL 90 SW | ELL 90 | D | 3/4" | 3/4"-QUI-D-704-N |  | TYPE=ELBOW,SKEY=ELSW |  | SW | 0.5 |  |  |  | mm | 26.67 | 0.75 | 2517.6007 | 13837.2752 | 211.2101 | 3000 |  | New |  | 0.24 | KG | [6 empty] | SHOP | SKID GAS | 344808
PIPE, SEAMLESS, PE, SCH 160, B36.10, A106 Gr. B | ASTM A106 Gr. B |  |  |  | 1/2"-1-1/2" | PIPE, SEAMLESS | D | 3/4" | 3/4"-QUI-D-704-N |  | TYPE=PIPE |  | PL |  |  |  |  | mm | 26.67 | 0.75 | 2005.6531 | 13837.2752 | 211.2101 |  | 10S | New |  | 2.9 | KG | [6 empty] | SHOP | SKID GAS | 344824
FLOATING BALL VALVE, NPT, 2500#, A216 Gr WCB | ASME B16.10 |  |  |  | BALL VALVE, LONG PATTERN, 3/4" ND, 1500 LB, FPT, ASME B16.10, 2 3/5" LG | Ball Valve | D | 3/4" | 3/4"-QUI-D-704-N | Long Pattern | SKEY=VBSC,TYPE=VALVE |  | THDF | 0.44 |  |  |  | mm | 26.67 | 0.75 | 2101.6841 | 13837.2752 | 211.2101 | 1500 |  | New |  | 4.5 | KG |  |  |  |  | ?-? |  | SHOP | SKID GAS | 344831
PIPE, SEAMLESS, PE, SCH 160, B36.10, A106 Gr. B | ASTM A106 Gr. B |  |  |  | 1/2"-1-1/2" | PIPE, SEAMLESS | D | 3/4" | 3/4"-QUI-D-704-N |  | TYPE=PIPE |  | PL |  |  |  |  | mm | 26.67 | 0.75 | 2167.7241 | 13837.2752 | 211.2101 |  | 10S | New |  | 2.9 | KG | [6 empty] | SHOP | SKID GAS | 344833
UNION, SW, 3000#, MSS-SP-83, A105 | MSS-SP-83 |  |  |  | UNION | UNION | D | 3/4" | 3/4"-QUI-D-702-N |  | TYPE=UNION,SKEY=UNSW |  | SW | 0.5625 |  |  |  | mm | 26.67 | 0.75 | 1743.6561 | 12965.4201 | 1209.2826 | 3000 |  | New |  | 0.55 | KG | [6 empty] | SHOP | SKID GAS | 344843
PIPE, SEAMLESS, PE, SCH 160, B36.10, A106 Gr. B | ASTM A106 Gr. B |  |  |  | 1/2"-1-1/2" | PIPE, SEAMLESS | B | 1" | 1/2"-DO-B-507-N |  | TYPE=PIPE |  | PL |  |  |  |  | mm | 33.401 | 1 | 1209.2584 | 7499.3837 | 214.5756 |  | 10S | New |  | 4.24 | KG | [6 empty] | SHOP | SKID GAS | 345508
PIPE, SEAMLESS, BE, SCH 80, B36.10, A106 Gr B | API 5L Gr. B |  |  |  | 3"-8" | PIPE, SEAMLESS | D | 4" | 4"-PG-D-328-N |  | TYPE=PIPE |  | PL |  |  |  |  | mm | 114.3 | 4 | 5530.1318 | 1157.919 | 488.198 |  | STD | New |  | 22.32 | KG | [6 empty] | SHOP | SKID MEDICION | 345853
PIPE, SEAMLESS, BE, SCH 80, B36.10, A106 Gr B | API 5L Gr. B |  |  |  | 3"-8" | PIPE, SEAMLESS | D | 4" | 4"-PG-D-327-N |  | TYPE=PIPE |  | PL |  |  |  |  | mm | 114.3 | 4 | 2029.0426 | 700.871 | 488.198 |  | STD | New |  | 22.32 | KG | [6 empty] | SHOP | SKID MEDICION | 345879
THREADOLET, 3000#, MSS SP-97 | MSS SP-97 |  |  |  | THREADOLET, 4"X1/2" ND, 3000 LB, BWXFPT, 1/2" LG, MSS SP-97 | Threadolet | D | 4"x1/2" | 4"-PG-D-327-N |  | TYPE=OLET,SKEY=THSC |  | BV | 0 |  |  |  | mm | 114.3 | 4 | 1929.0426 | 700.871 | 488.198 | 3000 |  | New |  | 0.11 | KG | [6 empty] | SHOP | SKID MEDICION | 345895
PIPE, SEAMLESS, BE, SCH 80, B36.10, A106 Gr B | API 5L Gr. B |  |  |  | 3"-8" | PIPE, SEAMLESS | D | 4" | 4"-PG-D-308-N |  | TYPE=PIPE |  | PL |  |  |  |  | mm | 114.3 | 4 | 1829.0426 | 1614.967 | 488.198 |  | STD | New |  | 22.32 | KG | [6 empty] | SHOP | SKID MEDICION | 346110
ELL 90 LR, BW, SCH 80, B16.9, A234 WPB | ASME B16.9 |  |  |  | ELL 90 LR | ELL 90 LR | D | 4" | 4"-PG-D-334-N |  | TYPE=ELBOW,SKEY=ELBW |  | BV | 0 |  |  |  | mm | 114.3 | 4 | 2133.6906 | 1157.919 | 488.198 |  |  | New |  | 5.4 | KG | [6 empty] | SHOP | SKID MEDICION | 346120
THREADOLET, 3000#, MSS SP-97 | MSS SP-97 |  |  |  | THREADOLET, 4"X1/2" ND, 3000 LB, BWXFPT, 1/2" LG, MSS SP-97 | Threadolet | D | 4"x1/2" | 4"-PG-D-308-N |  | TYPE=OLET,SKEY=THSC |  | BV | 0 |  |  |  | mm | 114.3 | 4 | 1929.0426 | 1614.967 | 488.198 | 3000 |  | New |  | 0.11 | KG | [6 empty] | SHOP | SKID MEDICION | 346132
PIPE, SEAMLESS, BE, SCH 80, B36.10, A106 Gr B | API 5L Gr. B |  |  |  | 3"-8" | PIPE, SEAMLESS | D | 4" | 4"-PG-D-334-N |  | TYPE=PIPE |  | PL |  |  |  |  | mm | 114.3 | 4 | 4411.2872 | 1157.919 | 488.198 |  | STD | New |  | 22.32 | KG | [6 empty] | SHOP | SKID MEDICION | 346142
PIPE, SEAMLESS, PE, SCH 160, B36.10, A106 Gr. B | ASTM A106 Gr. B |  |  |  | 1/2"-1-1/2" | PIPE, SEAMLESS | D | 1/2" | 1/2"-OD-B-501-N |  | TYPE=PIPE |  | PL |  |  |  |  | mm | 21.336 | 0.5 | 1777.2899 | 7377.0317 | 214.5756 |  | 10S | New |  | 1.95 | KG | [6 empty] | SHOP | SKID GAS | 346152
PIPE, SEAMLESS, PE, SCH 160, B36.10, A106 Gr. B | ASTM A106 Gr. B |  |  |  | 1/2"-1-1/2" | PIPE, SEAMLESS | B | 1/2" | 1/2"-OD-B-501-N |  | TYPE=PIPE |  | PL |  |  |  |  | mm | 21.336 | 0.5 | 2114.5234 | 7377.0317 | 214.5756 |  | 10S | New |  | 1.95 | KG | [6 empty] | SHOP | SKID GAS | 346162
PIPE, SEAMLESS, PE, SCH 160, B36.10, A106 Gr. B | ASTM A106 Gr. B |  |  |  | 1/2"-1-1/2" | PIPE, SEAMLESS | B | 1/2" | 1/2"-DO-B-503-N |  | TYPE=PIPE |  | PL |  |  |  |  | mm | 21.336 | 0.5 | 988.0069 | 355.8082 | 308.5429 |  | 10S | New |  | 1.95 | KG | [6 empty] | SHOP | SKID GAS | 347302
UNION, 3000#, SW, MSS-SP-83, A105 | MSS-SP-83 |  |  |  | UNION | UNION | B | 1/2" | 1/2"-DO-B-503-N |  | TYPE=UNION,SKEY=UNSW |  | SW | 0.5 |  |  |  | mm | 21.336 | 0.5 | 1063.0069 | 355.8074 | 308.5429 | 3000 |  | New |  | 0.35 | KG | [6 empty] | SHOP | SKID GAS | 347308
PIPE, SEAMLESS, PE, SCH 160, B36.10, A106 Gr. B | ASTM A106 Gr. B |  |  |  | 1/2"-1-1/2" | PIPE, SEAMLESS | B | 1/2" | 1/2"-DO-B-503-N |  | TYPE=PIPE |  | PL |  |  |  |  | mm | 21.336 | 0.5 | 1086.6035 | 355.8071 | 308.5429 |  | 10S | New |  | 1.95 | KG | [6 empty] | SHOP | SKID GAS | 347314
PIPE, SEAMLESS, PE, SCH 160, B36.10, A106 Gr. B | ASTM A106 Gr. B |  |  |  | 1/2"-1-1/2" | PIPE, SEAMLESS | D | 1/2" | 1/2"-DO-B-503-N |  | TYPE=PIPE |  | PL |  |  |  |  | mm | 21.336 | 0.5 | 1216.9755 | 355.8057 | 308.5429 |  | 10S | New |  | 1.95 | KG | [6 empty] | SHOP | SKID GAS | 347338
PIPE, SEAMLESS, PE, SCH 160, B36.10, A106 Gr. B | ASTM A106 Gr. B |  |  |  | 1/2"-1-1/2" | PIPE, SEAMLESS | B | 1/2" | 1/2"-DO-B-507-N |  | TYPE=PIPE |  | PL |  |  |  |  | mm | 21.336 | 0.5 | 1209.3413 | 10034.7701 | 214.5756 |  | 10S | New |  | 1.95 | KG | [6 empty] | SHOP | SKID GAS | 347348
PIPE, SEAMLESS, PE, SCH 160, B36.10, A106 Gr. B | ASTM A106 Gr. B |  |  |  | 1/2"-1-1/2" | PIPE, SEAMLESS | D | 1/2" | 1/2"-LIH-D-409-N |  | TYPE=PIPE |  | PL |  |  |  |  | mm | 21.336 | 0.5 | 1862.6724 | 265.0621 | 308.5431 |  | 10S | New |  | 1.95 | KG | [6 empty] | SHOP | SKID GAS | 347358
PIPE, SEAMLESS, PE, SCH 160, B36.10, A106 Gr. B | ASTM A106 Gr. B |  |  |  | 1/2"-1-1/2" | PIPE, SEAMLESS | B | 1" | 1"-DO-B-505-N |  | TYPE=PIPE |  | PL |  |  |  |  | mm | 33.401 | 1 | 307.9137 | 333.4512 | 214.5756 |  | 10S | New |  | 4.24 | KG | [6 empty] | SHOP | SKID GAS | 347372
PIPE, SEAMLESS, PE, SCH 160, B36.10, A106 Gr. B | ASTM A106 Gr. B |  |  |  | 1/2"-1-1/2" | PIPE, SEAMLESS | D | 1/2" | 1/2"-LIH-D-409-N |  | TYPE=PIPE |  | PL |  |  |  |  | mm | 21.336 | 0.5 | 1862.6724 | 511.0741 | 308.5431 |  | 10S | New |  | 1.95 | KG | [6 empty] | SHOP | SKID GAS | 347392
PIPE, SEAMLESS, PE, SCH 160, B36.10, A106 Gr. B | ASTM A106 Gr. B |  |  |  | 1/2"-1-1/2" | PIPE, SEAMLESS | B | 1/2" | 1/2"-LIH-B-410-N |  | TYPE=PIPE |  | PL |  |  |  |  | mm | 21.336 | 0.5 | 988.0069 | 249.3444 | 308.5429 |  | 10S | New |  | 1.95 | KG | [6 empty] | SHOP | SKID GAS | 347409
PIPE, SEAMLESS, PE, SCH 160, B36.10, A106 Gr. B | ASTM A106 Gr. B |  |  |  | 1/2"-1-1/2" | PIPE, SEAMLESS | D | 1/2" | 1/2"-LIH-D-409-N |  | TYPE=PIPE |  | PL |  |  |  |  | mm | 21.336 | 0.5 | 1398.1882 | 249.3321 | 308.5429 |  | 10S | New |  | 1.95 | KG | [6 empty] | SHOP | SKID GAS | 347419
UNION, SW, 3000#, MSS-SP-83, A105 | MSS-SP-83 |  |  |  | UNION | UNION | D | 3/4" | 3/4"-QUI-D-704-N |  | TYPE=UNION,SKEY=UNSW |  | SW | 0.5625 |  |  |  | mm | 26.67 | 0.75 | 2517.6007 | 12574.2298 | 211.2101 | 3000 |  | New |  | 0.55 | KG | [6 empty] | SHOP | SKID GAS | 347425
UNION, SW, 3000#, MSS-SP-83, A105 | MSS-SP-83 |  |  |  | UNION | UNION | D | 3/4" | 3/4"-QUI-D-702-N |  | TYPE=UNION,SKEY=UNSW |  | SW | 0.5625 |  |  |  | mm | 26.67 | 0.75 | 2429.6007 | 12662.2298 | 211.2101 | 3000 |  | New |  | 0.55 | KG | [6 empty] | SHOP | SKID GAS | 347435
CAP, SW, 3000#, B16.11, A105 | ASME B16.11 |  |  |  | CAP SW | CAP | B | 1 1/2" | 1 1/2"-LIH-B-421-N |  | TYPE=CAP,SKEY=KASW |  | SW | 0.5 |  |  |  | mm | 48.26 | 1.5 | 49200.4833 | 2375.47 | 148.13 | 3000 |  | New |  |  | KG | [6 empty] | SHOP | RACK PRINCIPAL | 348911
CAP, SW, 3000#, B16.11, A105 | ASME B16.11 |  |  |  | CAP SW | CAP | D | 1 1/2" | 1 1/2"-FG-B-320-N |  | TYPE=CAP,SKEY=KASW |  | SW | 0.5 |  |  |  | mm | 48.26 | 1.5 | 51495.4164 | 2083.6022 | 98.13 | 3000 |  | New |  |  | KG | [6 empty] | SHOP | RACK PRINCIPAL | 348913
CAP, BW, SCH 40, B16.9, A234 WPB | ASME B16.9 |  |  |  | CAP BW | CAP | B | 4" | 3/4"-FG-B-322-N |  | TYPE=CAP,SKEY=KABW |  | BV | 0 |  |  |  | mm | 114.3 | 4 | 57283.0752 | 8916.5943 | 317.2996 |  |  | New |  | 1.6 | KG | [6 empty] | SHOP | RACK PRINCIPAL | 348914
CAP, BW, SCH 40, B16.9, A234 WPB | ASME B16.9 |  |  |  | CAP BW | CAP | B | 4" | 3/4"-FG-B-322-N |  | TYPE=CAP,SKEY=KABW |  | BV | 0 |  |  |  | mm | 114.3 | 4 | 57283.0752 | 8916.5943 | 1785.8092 |  |  | New |  | 1.6 | KG | [6 empty] | SHOP | RACK PRINCIPAL | 348915
CAP, SW, 3000#, B16.11, A105 | ASME B16.11 |  |  |  | CAP SW | CAP | B | 1" | 1"-DO-B-509-N |  | TYPE=CAP,SKEY=KASW |  | SW | 0.5 |  |  |  | mm | 33.401 | 1 | 83722.672 | 43175.8831 | 140.7005 | 3000 |  | New |  |  | KG | [6 empty] | SHOP | RACK PRINCIPAL | 348916
UNION, 3000#, NPT, MSS-SP-83, A105 | MSS-SP-83 |  |  |  | UNION, 1" ND, 3000 LB, FPT, MSS-SP-83 | UNION | A1A2 | 1" | 1"-IA-A1-906-N |  | TYPE=UNION,SKEY=UNSC |  | THDF | 17.4625 |  |  |  | mm | 33.401 | 1 | 13152.2697 | 1979.6022 | 90.7005 | 3000 |  | New |  | 0.457 | KG | [6 empty] | SHOP | RACK PRINCIPAL | 348917
UNION, 3000#, NPT, MSS-SP-83, A105 | MSS-SP-83 |  |  |  | UNION, 1" ND, 3000 LB, FPT, MSS-SP-83 | UNION | A1A2 | 1" | 1"-IA-A1-906-N |  | TYPE=UNION,SKEY=UNSC |  | THDF | 17.4625 |  |  |  | mm | 33.401 | 1 | 49314.1947 | 1979.6022 | 90.7005 | 3000 |  | New |  | 0.457 | KG | [6 empty] | SHOP | RACK PRINCIPAL | 348918
COUPLING, SW, 6000#, B16.11, A105 | ASME B16.11 |  |  |  | COUPLING SW | COUPLING | B | 1" | 1"-PG-B-311-HT |  | TYPE=COUPLING,SKEY=COSW |  | SW | 0.625 |  |  |  | mm | 33.401 | 1 | 44189.7971 | 2271.6022 | 140.7005 | 6000 |  | New |  | 0.34 | KG | [6 empty] | SHOP | RACK PRINCIPAL | 348919
UNION, 3000#, NPT, MSS-SP-83, A105 | MSS-SP-83 |  |  |  | UNION, 1" ND, 3000 LB, FPT, MSS-SP-83 | UNION | A1A2 | 1" | 1"-IA-A1-906-N |  | TYPE=UNION,SKEY=UNSC |  | THDF | 17.4625 |  |  |  | mm | 33.401 | 1 | 43287.2072 | 1979.6022 | 90.7005 | 3000 |  | New |  | 0.457 | KG | [6 empty] | SHOP | RACK PRINCIPAL | 348920
COUPLING, SW, 6000#, B16.11, A105 | ASME B16.11 |  |  |  | COUPLING SW | COUPLING | B | 1" | 1"-PG-B-311-HT |  | TYPE=COUPLING,SKEY=COSW |  | SW | 0.625 |  |  |  | mm | 33.401 | 1 | 32189.7971 | 2271.6022 | 140.7005 | 6000 |  | New |  | 0.34 | KG | [6 empty] | SHOP | RACK PRINCIPAL | 348921
COUPLING, SW, 6000#, B16.11, A105 | ASME B16.11 |  |  |  | COUPLING SW | COUPLING | B | 1" | 1"-PG-B-311-HT |  | TYPE=COUPLING,SKEY=COSW |  | SW | 0.625 |  |  |  | mm | 33.401 | 1 | 38189.7971 | 2271.6022 | 140.7005 | 6000 |  | New |  | 0.34 | KG | [6 empty] | SHOP | RACK PRINCIPAL | 348922
UNION, 3000#, NPT, MSS-SP-83, A105 | MSS-SP-83 |  |  |  | UNION, 1" ND, 3000 LB, FPT, MSS-SP-83 | UNION | A1A2 | 1" | 1"-IA-A1-906-N |  | TYPE=UNION,SKEY=UNSC |  | THDF | 17.4625 |  |  |  | mm | 33.401 | 1 | 31233.2322 | 1979.6022 | 90.7005 | 3000 |  | New |  | 0.457 | KG | [6 empty] | SHOP | RACK PRINCIPAL | 348923
UNION, 3000#, NPT, MSS-SP-83, A105 | MSS-SP-83 |  |  |  | UNION, 1" ND, 3000 LB, FPT, MSS-SP-83 | UNION | A1A2 | 1" | 1"-IA-A1-906-N |  | TYPE=UNION,SKEY=UNSC |  | THDF | 17.4625 |  |  |  | mm | 33.401 | 1 | 19179.2572 | 1979.6022 | 90.7005 | 3000 |  | New |  | 0.457 | KG | [6 empty] | SHOP | RACK PRINCIPAL | 348924
UNION, 3000#, NPT, MSS-SP-83, A105 | MSS-SP-83 |  |  |  | UNION, 1" ND, 3000 LB, FPT, MSS-SP-83 | UNION | A1A2 | 1" | 1"-IA-A1-906-N |  | TYPE=UNION,SKEY=UNSC |  | THDF | 17.4625 |  |  |  | mm | 33.401 | 1 | 37260.2197 | 1979.6022 | 90.7005 | 3000 |  | New |  | 0.457 | KG | [6 empty] | SHOP | RACK PRINCIPAL | 348925
UNION, 3000#, NPT, MSS-SP-83, A105 | MSS-SP-83 |  |  |  | UNION, 1" ND, 3000 LB, FPT, MSS-SP-83 | UNION | A1A2 | 1" | 1"-IA-A1-906-N |  | TYPE=UNION,SKEY=UNSC |  | THDF | 17.4625 |  |  |  | mm | 33.401 | 1 | 25206.2447 | 1979.6022 | 90.7005 | 3000 |  | New |  | 0.457 | KG | [6 empty] | SHOP | RACK PRINCIPAL | 348926
UNION, 3000#, NPT, MSS-SP-83, A105 | MSS-SP-83 |  |  |  | UNION, 1" ND, 3000 LB, FPT, MSS-SP-83 | UNION | A1A2 | 1" | 1"-IA-A1-906-N |  | TYPE=UNION,SKEY=UNSC |  | THDF | 17.4625 |  |  |  | mm | 33.401 | 1 | 7125.2822 | 1979.6022 | 90.7005 | 3000 |  | New |  | 0.457 | KG | [6 empty] | SHOP | RACK PRINCIPAL | 348927
COUPLING, SW, 6000#, B16.11, A105 | ASME B16.11 |  |  |  | COUPLING SW | COUPLING | B | 1 1/2" | 1 1/2"-LIH-B-421-N |  | TYPE=COUPLING,SKEY=COSW |  | SW | 0.75 |  |  |  | mm | 48.26 | 1.5 | 85878.497 | 17453.533 | 148.13 | 6000 |  | New |  | 0.86 | KG | [6 empty] | SHOP | RACK PRINCIPAL | 348928
COUPLING, SW, 6000#, B16.11, A105 | ASME B16.11 |  |  |  | COUPLING SW | COUPLING | B | 1 1/2" | 1 1/2"-LIH-B-421-N |  | TYPE=COUPLING,SKEY=COSW |  | SW | 0.75 |  |  |  | mm | 48.26 | 1.5 | 83174.9433 | 11421.783 | 148.13 | 6000 |  | New |  | 0.86 | KG | [6 empty] | SHOP | RACK PRINCIPAL | 348929
COUPLING, SW, 6000#, B16.11, A105 | ASME B16.11 |  |  |  | COUPLING SW | COUPLING | B | 1 1/2" | 1 1/2"-LIH-B-421-N |  | TYPE=COUPLING,SKEY=COSW |  | SW | 0.75 |  |  |  | mm | 48.26 | 1.5 | 85878.497 | 23469.408 | 148.13 | 6000 |  | New |  | 0.86 | KG | [6 empty] | SHOP | RACK PRINCIPAL | 348930
COUPLING, SW, 6000#, B16.11, A105 | ASME B16.11 |  |  |  | COUPLING SW | COUPLING | B | 1 1/2" | 1 1/2"-LIH-B-421-N |  | TYPE=COUPLING,SKEY=COSW |  | SW | 0.75 |  |  |  | mm | 48.26 | 1.5 | 65127.3183 | 11421.783 | 148.13 | 6000 |  | New |  | 0.86 | KG | [6 empty] | SHOP | RACK PRINCIPAL | 348931
COUPLING, SW, 6000#, B16.11, A105 | ASME B16.11 |  |  |  | COUPLING SW | COUPLING | B | 1 1/2" | 1 1/2"-LIH-B-421-N |  | TYPE=COUPLING,SKEY=COSW |  | SW | 0.75 |  |  |  | mm | 48.26 | 1.5 | 77159.0683 | 11421.783 | 148.13 | 6000 |  | New |  | 0.86 | KG | [6 empty] | SHOP | RACK PRINCIPAL | 348932
COUPLING, SW, 6000#, B16.11, A105 | ASME B16.11 |  |  |  | COUPLING SW | COUPLING | B | 1 1/2" | 1 1/2"-LIH-B-421-N |  | TYPE=COUPLING,SKEY=COSW |  | SW | 0.75 |  |  |  | mm | 48.26 | 1.5 | 71143.1933 | 11421.783 | 148.13 | 6000 |  | New |  | 0.86 | KG | [6 empty] | SHOP | RACK PRINCIPAL | 348934
COUPLING, SW, 6000#, B16.11, A105 | ASME B16.11 |  |  |  | COUPLING SW | COUPLING | B | 1" | 1"-DO-B-509-N |  | TYPE=COUPLING,SKEY=COSW |  | SW | 0.625 |  |  |  | mm | 33.401 | 1 | 86066.497 | 23272.01 | 140.7005 | 6000 |  | New |  | 0.34 | KG | [6 empty] | SHOP | RACK PRINCIPAL | 348935
COUPLING, SW, 6000#, B16.11, A105 | ASME B16.11 |  |  |  | COUPLING SW | COUPLING | B | 1" | 1"-DO-B-509-N |  | TYPE=COUPLING,SKEY=COSW |  | SW | 0.625 |  |  |  | mm | 33.401 | 1 | 77337.6703 | 11233.783 | 140.7005 | 6000 |  | New |  | 0.34 | KG | [6 empty] | SHOP | RACK PRINCIPAL | 348936
COUPLING, SW, 6000#, B16.11, A105 | ASME B16.11 |  |  |  | COUPLING SW | COUPLING | B | 1" | 1"-DO-B-509-N |  | TYPE=COUPLING,SKEY=COSW |  | SW | 0.625 |  |  |  | mm | 33.401 | 1 | 65305.9203 | 11233.783 | 140.7005 | 6000 |  | New |  | 0.34 | KG | [6 empty] | SHOP | RACK PRINCIPAL | 348937
COUPLING, SW, 6000#, B16.11, A105 | ASME B16.11 |  |  |  | COUPLING SW | COUPLING | B | 1" | 1"-DO-B-509-N |  | TYPE=COUPLING,SKEY=COSW |  | SW | 0.625 |  |  |  | mm | 33.401 | 1 | 71321.7953 | 11233.783 | 140.7005 | 6000 |  | New |  | 0.34 | KG | [6 empty] | SHOP | RACK PRINCIPAL | 348938
COUPLING, SW, 6000#, B16.11, A105 | ASME B16.11 |  |  |  | COUPLING SW | COUPLING | B | 1" | 1"-DO-B-509-N |  | TYPE=COUPLING,SKEY=COSW |  | SW | 0.625 |  |  |  | mm | 33.401 | 1 | 59283.5683 | 8209.822 | 140.7005 | 6000 |  | New |  | 0.34 | KG | [6 empty] | SHOP | RACK PRINCIPAL | 348939
COUPLING, SW, 6000#, B16.11, A105 | ASME B16.11 |  |  |  | COUPLING SW | COUPLING | B | 1" | 1"-DO-B-509-N |  | TYPE=COUPLING,SKEY=COSW |  | SW | 0.625 |  |  |  | mm | 33.401 | 1 | 83353.5453 | 11233.783 | 140.7005 | 6000 |  | New |  | 0.34 | KG | [6 empty] | SHOP | RACK PRINCIPAL | 348940
COUPLING, SW, 6000#, B16.11, A105 | ASME B16.11 |  |  |  | COUPLING SW | COUPLING | B | 1" | 1"-DO-B-509-N |  | TYPE=COUPLING,SKEY=COSW |  | SW | 0.625 |  |  |  | mm | 33.401 | 1 | 86066.497 | 17256.135 | 140.7005 | 6000 |  | New |  | 0.34 | KG | [6 empty] | SHOP | RACK PRINCIPAL | 348941
COUPLING, 3000 #, NPT, B16.11, A-105 | ASME B16.11 |  | A105 |  | COUPLING, 1/2", 3000#, NPT, ASME B16.11 | COUPLING | A1A2 | 1/2" | 1/2"-PRW-A2-205-N |  | TYPE=COUPLING,SKEY=COSC |  | THDF | 13.556 |  |  |  | mm | 21.336 | 0.5 | 59193.5683 | 8289.248 | 134.668 | 3000 |  | New |  | 0.31 | LB | [6 empty] | SHOP | RACK PRINCIPAL | 348942
COUPLING, 3000 #, NPT, B16.11, A-105 | ASME B16.11 |  | A105 |  | COUPLING, 1/2", 3000#, NPT, ASME B16.11 | COUPLING | A1A2 | 1/2" | 1/2"-PRW-A2-205-N |  | TYPE=COUPLING,SKEY=COSC |  | THDF | 13.556 |  |  |  | mm | 21.336 | 0.5 | 85976.497 | 17343.5011 | 134.668 | 3000 |  | New |  | 0.31 | LB | [6 empty] | SHOP | RACK PRINCIPAL | 348943
COUPLING, 3000 #, NPT, B16.11, A-105 | ASME B16.11 |  | A105 |  | COUPLING, 1/2", 3000#, NPT, ASME B16.11 | COUPLING | A1A2 | 1/2" | 1/2"-PRW-A2-205-N |  | TYPE=COUPLING,SKEY=COSC |  | THDF | 13.556 |  |  |  | mm | 21.336 | 0.5 | 71231.9863 | 11323.783 | 134.668 | 3000 |  | New |  | 0.31 | LB | [6 empty] | SHOP | RACK PRINCIPAL | 348944
COUPLING, 3000 #, NPT, B16.11, A-105 | ASME B16.11 |  | A105 |  | COUPLING, 1/2", 3000#, NPT, ASME B16.11 | COUPLING | A1A2 | 1/2" | 1/2"-PRW-A2-205-N |  | TYPE=COUPLING,SKEY=COSC |  | THDF | 13.556 |  |  |  | mm | 21.336 | 0.5 | 65211.3462 | 11323.783 | 134.668 | 3000 |  | New |  | 0.31 | LB | [6 empty] | SHOP | RACK PRINCIPAL | 348945
COUPLING, 3000 #, NPT, B16.11, A-105 | ASME B16.11 |  | A105 |  | COUPLING, 1/2", 3000#, NPT, ASME B16.11 | COUPLING | A1A2 | 1/2" | 1/2"-PRW-A2-205-N |  | TYPE=COUPLING,SKEY=COSC |  | THDF | 13.556 |  |  |  | mm | 21.336 | 0.5 | 77252.6263 | 11323.783 | 134.668 | 3000 |  | New |  | 0.31 | LB | [6 empty] | SHOP | RACK PRINCIPAL | 348946
COUPLING, 3000 #, NPT, B16.11, A-105 | ASME B16.11 |  | A105 |  | COUPLING, 1/2", 3000#, NPT, ASME B16.11 | COUPLING | A1A2 | 1/2" | 1/2"-PRW-A2-205-N |  | TYPE=COUPLING,SKEY=COSC |  | THDF | 13.556 |  |  |  | mm | 21.336 | 0.5 | 83273.2664 | 11323.783 | 134.668 | 3000 |  | New |  | 0.31 | LB | [6 empty] | SHOP | RACK PRINCIPAL | 348947
COUPLING, 3000 #, NPT, B16.11, A-105 | ASME B16.11 |  | A105 |  | COUPLING, 1/2", 3000#, NPT, ASME B16.11 | COUPLING | A1A2 | 1/2" | 1/2"-PRW-A2-205-N |  | TYPE=COUPLING,SKEY=COSC |  | THDF | 13.556 |  |  |  | mm | 21.336 | 0.5 | 85976.497 | 23364.1411 | 134.668 | 3000 |  | New |  | 0.31 | LB | [6 empty] | SHOP | RACK PRINCIPAL | 348948
COUPLING, SW, 6000#, B16.11, A105 | ASME B16.11 |  |  |  | COUPLING SW | COUPLING | B | 1/2" | 1/2"-LIH-B-405-HT |  | TYPE=COUPLING,SKEY=COSW |  | SW | 0.5 |  |  |  | mm | 21.336 | 0.5 | 38047.7869 | 2181.6022 | 134.668 | 6000 |  | New |  | 0.13 | KG | [6 empty] | SHOP | RACK PRINCIPAL | 348949
COUPLING, SW, 6000#, B16.11, A105 | ASME B16.11 |  |  |  | COUPLING SW | COUPLING | B | 1/2" | 1/2"-LIH-B-405-HT |  | TYPE=COUPLING,SKEY=COSW |  | SW | 0.5 |  |  |  | mm | 21.336 | 0.5 | 44060.4869 | 2181.6022 | 134.668 | 6000 |  | New |  | 0.13 | KG | [6 empty] | SHOP | RACK PRINCIPAL | 348950
COUPLING, SW, 6000#, B16.11, A105 | ASME B16.11 |  |  |  | COUPLING SW | COUPLING | B | 1/2" | 1/2"-LIH-B-405-HT |  | TYPE=COUPLING,SKEY=COSW |  | SW | 0.5 |  |  |  | mm | 21.336 | 0.5 | 32035.0869 | 2181.6022 | 134.668 | 6000 |  | New |  | 0.13 | KG | [6 empty] | SHOP | RACK PRINCIPAL | 348951
COUPLING, SW, 6000#, B16.11, A105 | ASME B16.11 |  |  |  | COUPLING SW | COUPLING | B | 1 1/2" | 1 1/2"-FG-B-320-N |  | TYPE=COUPLING,SKEY=COSW |  | SW | 0.75 |  |  |  | mm | 48.26 | 1.5 | 19781.5503 | 2083.6022 | 98.13 | 6000 |  | New |  | 0.86 | KG | [6 empty] | SHOP | RACK PRINCIPAL | 348952
UNION, 3000#, SW, MSS-SP-83, A105 | MSS-SP-83 |  |  |  | UNION | UNION | B | 3/4" | 3/4"-FG-B-301-N |  | TYPE=UNION,SKEY=UNSW |  | SW | 0.5625 |  |  |  | mm | 26.67 | 0.75 | 23108.9146 | 2737.8598 | 437.335 | 3000 |  | New |  | 0.55 | KG | [6 empty] | SHOP | RACK PRINCIPAL | 348953
COUPLING, SW, 6000#, B16.11, A105 | ASME B16.11 |  |  |  | COUPLING SW | COUPLING | B | 1 1/2" | 1 1/2"-FG-B-320-N |  | TYPE=COUPLING,SKEY=COSW |  | SW | 0.75 |  |  |  | mm | 48.26 | 1.5 | 7749.8003 | 2083.6022 | 98.13 | 6000 |  | New |  | 0.86 | KG | [6 empty] | SHOP | RACK PRINCIPAL | 348954
COUPLING, SW, 6000#, B16.11, A105 | ASME B16.11 |  |  |  | COUPLING SW | COUPLING | B | 1 1/2" | 1 1/2"-FG-B-320-N |  | TYPE=COUPLING,SKEY=COSW |  | SW | 0.75 |  |  |  | mm | 48.26 | 1.5 | 31813.3003 | 2083.6022 | 98.13 | 6000 |  | New |  | 0.86 | KG | [6 empty] | SHOP | RACK PRINCIPAL | 348955
COUPLING, SW, 6000#, B16.11, A105 | ASME B16.11 |  |  |  | COUPLING SW | COUPLING | B | 1 1/2" | 1 1/2"-FG-B-320-N |  | TYPE=COUPLING,SKEY=COSW |  | SW | 0.75 |  |  |  | mm | 48.26 | 1.5 | 37829.1753 | 2083.6022 | 98.13 | 6000 |  | New |  | 0.86 | KG | [6 empty] | SHOP | RACK PRINCIPAL | 348956
COUPLING, SW, 6000#, B16.11, A105 | ASME B16.11 |  |  |  | COUPLING SW | COUPLING | B | 1 1/2" | 1 1/2"-FG-B-320-N |  | TYPE=COUPLING,SKEY=COSW |  | SW | 0.75 |  |  |  | mm | 48.26 | 1.5 | 43845.0503 | 2083.6022 | 98.13 | 6000 |  | New |  | 0.86 | KG | [6 empty] | SHOP | RACK PRINCIPAL | 348957
COUPLING, SW, 6000#, B16.11, A105 | ASME B16.11 |  |  |  | COUPLING SW | COUPLING | B | 1 1/2" | 1 1/2"-FG-B-320-N |  | TYPE=COUPLING,SKEY=COSW |  | SW | 0.75 |  |  |  | mm | 48.26 | 1.5 | 13765.6753 | 2083.6022 | 98.13 | 6000 |  | New |  | 0.86 | KG | [6 empty] | SHOP | RACK PRINCIPAL | 348958
UNION, 3000#, SW, MSS-SP-83, A105 | MSS-SP-83 |  |  |  | UNION | UNION | B | 3/4" | 3/4"-FG-B-303-N |  | TYPE=UNION,SKEY=UNSW |  | SW | 0.5625 |  |  |  | mm | 26.67 | 0.75 | 25908.8306 | 2737.8598 | 437.335 | 3000 |  | New |  | 0.55 | KG | [6 empty] | SHOP | RACK PRINCIPAL | 348959
UNION, 3000#, SW, MSS-SP-83, A105 | MSS-SP-83 |  |  |  | UNION | UNION | B | 1 1/2" | 2"-LIH-B-417-N |  | TYPE=UNION,SKEY=UNSW |  | SW | 0.75 |  |  |  | mm | 48.26 | 1.5 | 55826.5419 | 6020.0005 | 64.3 | 3000 |  | New |  | 1.6 | KG | [6 empty] | SHOP | RACK PRINCIPAL | 348960
UNION, 3000#, SW, MSS-SP-83, A105 | MSS-SP-83 |  |  |  | UNION | UNION | B | 1 1/2" | 1 1/2"-LIH-B-416-N |  | TYPE=UNION,SKEY=UNSW |  | SW | 0.75 |  |  |  | mm | 48.26 | 1.5 | 56204.5419 | 7020.0005 | 64.3 | 3000 |  | New |  | 1.6 | KG | [6 empty] | SHOP | RACK PRINCIPAL | 348961
UNION, 3000#, SW, MSS-SP-83, A105 | MSS-SP-83 |  |  |  | UNION | UNION | B | 1 1/2" | 2"-LIH-B-442-N |  | TYPE=UNION,SKEY=UNSW |  | SW | 0.75 |  |  |  | mm | 48.26 | 1.5 | 55826.5419 | 7020.0005 | 64.3 | 3000 |  | New |  | 1.6 | KG | [6 empty] | SHOP | RACK PRINCIPAL | 348962
UNION, 3000#, SW, MSS-SP-83, A105 | MSS-SP-83 |  |  |  | UNION | UNION | B | 1" | 1"-LIH-B-446-N |  | TYPE=UNION,SKEY=UNSW |  | SW | 0.625 |  |  |  | mm | 33.401 | 1 | 55662.2133 | 6020.0005 | 430.5372 | 3000 |  | New |  | 0.78 | KG | [6 empty] | SHOP | RACK PRINCIPAL | 348963
UNION, 3000#, SW, MSS-SP-83, A105 | MSS-SP-83 |  |  |  | UNION | UNION | B | 1" | 1"-LIH-B-444-N |  | TYPE=UNION,SKEY=UNSW |  | SW | 0.625 |  |  |  | mm | 33.401 | 1 | 55662.2133 | 7020.0005 | 430.5372 | 3000 |  | New |  | 0.78 | KG | [6 empty] | SHOP | RACK PRINCIPAL | 348964
UNION, 3000#, SW, MSS-SP-83, A105 | MSS-SP-83 |  |  |  | UNION | UNION | B | 1 1/2" | 1 1/2"-LIH-B-418-N |  | TYPE=UNION,SKEY=UNSW |  | SW | 0.75 |  |  |  | mm | 48.26 | 1.5 | 56204.5419 | 6020.0005 | 64.3 | 3000 |  | New |  | 1.6 | KG | [6 empty] | SHOP | RACK PRINCIPAL | 348965
COUPLING, SW, 6000#, B16.11, A105 | ASME B16.11 |  |  |  | COUPLING SW | COUPLING | B | 1" | 1"-DO-B-509-N |  | TYPE=COUPLING,SKEY=COSW |  | SW | 0.625 |  |  |  | mm | 33.401 | 1 | 86066.497 | 29287.885 | 140.7005 | 6000 |  | New |  | 0.34 | KG | [6 empty] | SHOP | RACK PRINCIPAL | 348966
COUPLING, 3000 #, NPT, B16.11, A-105 | ASME B16.11 |  | A105 |  | COUPLING, 1/2", 3000#, NPT, ASME B16.11 | COUPLING | A1A2 | 1/2" | 1/2"-PRW-A2-205-N |  | TYPE=COUPLING,SKEY=COSC |  | THDF | 13.556 |  |  |  | mm | 21.336 | 0.5 | 85976.497 | 29384.7811 | 134.668 | 3000 |  | New |  | 0.31 | LB | [6 empty] | SHOP | RACK PRINCIPAL | 348967
COUPLING, SW, 6000#, B16.11, A105 | ASME B16.11 |  |  |  | COUPLING SW | COUPLING | B | 1" | 1"-DO-B-509-N |  | TYPE=COUPLING,SKEY=COSW |  | SW | 0.625 |  |  |  | mm | 33.401 | 1 | 55194.5931 | 2187.47 | 140.7005 | 6000 |  | New |  | 0.34 | KG | [6 empty] | SHOP | RACK PRINCIPAL | 348968
COUPLING, 3000 #, NPT, B16.11, A-105 | ASME B16.11 |  | A105 |  | COUPLING, 1/2", 3000#, NPT, ASME B16.11 | COUPLING | A1A2 | 1/2" | 1/2"-PRW-A2-205-N |  | TYPE=COUPLING,SKEY=COSC |  | THDF | 13.556 |  |  |  | mm | 21.336 | 0.5 | 55281.9591 | 2277.47 | 134.668 | 3000 |  | New |  | 0.31 | LB | [6 empty] | SHOP | RACK PRINCIPAL | 348969
COUPLING, SW, 6000#, B16.11, A105 | ASME B16.11 |  |  |  | COUPLING SW | COUPLING | B | 1 1/2" | 1 1/2"-LIH-B-421-N |  | TYPE=COUPLING,SKEY=COSW |  | SW | 0.75 |  |  |  | mm | 48.26 | 1.5 | 55383.9833 | 2375.47 | 148.13 | 6000 |  | New |  | 0.86 | KG | [6 empty] | SHOP | RACK PRINCIPAL | 348970
COUPLING, SW, 6000#, B16.11, A105 | ASME B16.11 |  |  |  | COUPLING SW | COUPLING | B | 1 1/2" | 1 1/2"-FG-B-320-N |  | TYPE=COUPLING,SKEY=COSW |  | SW | 0.75 |  |  |  | mm | 48.26 | 1.5 | 49845.0503 | 2083.6022 | 98.13 | 6000 |  | New |  | 0.86 | KG | [6 empty] | SHOP | RACK PRINCIPAL | 348971
COUPLING, SW, 6000#, B16.11, A105 | ASME B16.11 |  |  |  | COUPLING SW | COUPLING | B | 3/4" | 3/4"-FG-B-322-N |  | TYPE=COUPLING,SKEY=COSW |  | SW | 0.5625 |  |  |  | mm | 26.67 | 0.75 | 83433.7183 | 11140.783 | 87.335 | 6000 |  | New |  | 0.21 | KG | [6 empty] | SHOP | RACK PRINCIPAL | 348972
COUPLING, SW, 6000#, B16.11, A105 | ASME B16.11 |  |  |  | COUPLING SW | COUPLING | B | 3/4" | 3/4"-FG-B-322-N |  | TYPE=COUPLING,SKEY=COSW |  | SW | 0.5625 |  |  |  | mm | 26.67 | 0.75 | 77421.0183 | 11140.783 | 87.335 | 6000 |  | New |  | 0.21 | KG | [6 empty] | SHOP | RACK PRINCIPAL | 348973
COUPLING, SW, 6000#, B16.11, A105 | ASME B16.11 |  |  |  | COUPLING SW | COUPLING | B | 3/4" | 3/4"-FG-B-322-N |  | TYPE=COUPLING,SKEY=COSW |  | SW | 0.5625 |  |  |  | mm | 26.67 | 0.75 | 71408.3183 | 11140.783 | 87.335 | 6000 |  | New |  | 0.21 | KG | [6 empty] | SHOP | RACK PRINCIPAL | 348974
COUPLING, SW, 6000#, B16.11, A105 | ASME B16.11 |  |  |  | COUPLING SW | COUPLING | B | 3/4" | 3/4"-FG-B-322-N |  | TYPE=COUPLING,SKEY=COSW |  | SW | 0.5625 |  |  |  | mm | 26.67 | 0.75 | 86159.497 | 17156.4961 | 87.335 | 6000 |  | New |  | 0.21 | KG | [6 empty] | SHOP | RACK PRINCIPAL | 348975
COUPLING, SW, 6000#, B16.11, A105 | ASME B16.11 |  |  |  | COUPLING SW | COUPLING | B | 3/4" | 3/4"-FG-B-322-N |  | TYPE=COUPLING,SKEY=COSW |  | SW | 0.5625 |  |  |  | mm | 26.67 | 0.75 | 86159.497 | 23169.1961 | 87.335 | 6000 |  | New |  | 0.21 | KG | [6 empty] | SHOP | RACK PRINCIPAL | 348976
COUPLING, SW, 6000#, B16.11, A105 | ASME B16.11 |  |  |  | COUPLING SW | COUPLING | B | 3/4" | 3/4"-FG-B-322-N |  | TYPE=COUPLING,SKEY=COSW |  | SW | 0.5625 |  |  |  | mm | 26.67 | 0.75 | 86159.497 | 29181.5385 | 87.335 | 6000 |  | New |  | 0.21 | KG | [6 empty] | SHOP | RACK PRINCIPAL | 348977
COUPLING, SW, 6000#, B16.11, A105 | ASME B16.11 |  |  |  | COUPLING SW | COUPLING | B | 3/4" | 3/4"-FG-B-322-N |  | TYPE=COUPLING,SKEY=COSW |  | SW | 0.5625 |  |  |  | mm | 26.67 | 0.75 | 59376.5683 | 8115.3522 | 87.335 | 6000 |  | New |  | 0.21 | KG | [6 empty] | SHOP | RACK PRINCIPAL | 348978
COUPLING, SW, 6000#, B16.11, A105 | ASME B16.11 |  |  |  | COUPLING SW | COUPLING | B | 3/4" | 3/4"-FG-B-322-N |  | TYPE=COUPLING,SKEY=COSW |  | SW | 0.5625 |  |  |  | mm | 26.67 | 0.75 | 65395.6183 | 11140.783 | 87.335 | 6000 |  | New |  | 0.21 | KG | [6 empty] | SHOP | RACK PRINCIPAL | 348979
COUPLING, 3000 #, NPT, B16.11, A-105 | ASME B16.11 |  | A105 |  | COUPLING, 1/2", 3000#, NPT, ASME B16.11 | COUPLING | A1A2 | 1/2" | 1/2"-IA-A1-902-N |  | TYPE=COUPLING,SKEY=COSC |  | THDF | 13.556 |  |  |  | mm | 21.336 | 0.5 | 59456.5683 | 7995.3502 | 84.668 | 3000 |  | New |  | 0.31 | LB | [6 empty] | SHOP | RACK PRINCIPAL | 348980
COUPLING, 3000 #, NPT, B16.11, A-105 | ASME B16.11 |  | A105 |  | COUPLING, 1/2", 3000#, NPT, ASME B16.11 | COUPLING | A1A2 | 1/2" | 1/2"-IA-A1-902-N |  | TYPE=COUPLING,SKEY=COSC |  | THDF | 13.556 |  |  |  | mm | 21.336 | 0.5 | 58759.6158 | 1979.6022 | 84.668 | 3000 |  | New |  | 0.31 | LB | [6 empty] | SHOP | RACK PRINCIPAL | 348981
COUPLING, 3000 #, NPT, B16.11, A-105 | ASME B16.11 |  | A105 |  | COUPLING, 1/2", 3000#, NPT, ASME B16.11 | COUPLING | A1A2 | 1/2" | 1/2"-IA-A1-902-N |  | TYPE=COUPLING,SKEY=COSC |  | THDF | 13.556 |  |  |  | mm | 21.336 | 0.5 | 86239.497 | 23101.1411 | 84.668 | 3000 |  | New |  | 0.31 | LB | [6 empty] | SHOP | RACK PRINCIPAL | 348982
COUPLING, 3000 #, NPT, B16.11, A-105 | ASME B16.11 |  | A105 |  | COUPLING, 1/2", 3000#, NPT, ASME B16.11 | COUPLING | A1A2 | 1/2" | 1/2"-IA-A1-902-N |  | TYPE=COUPLING,SKEY=COSC |  | THDF | 13.556 |  |  |  | mm | 21.336 | 0.5 | 86239.497 | 29121.7811 | 84.668 | 3000 |  | New |  | 0.31 | LB | [6 empty] | SHOP | RACK PRINCIPAL | 348983
COUPLING, 3000 #, NPT, B16.11, A-105 | ASME B16.11 |  | A105 |  | COUPLING, 1/2", 3000#, NPT, ASME B16.11 | COUPLING | A1A2 | 1/2" | 1/2"-IA-A1-902-N |  | TYPE=COUPLING,SKEY=COSC |  | THDF | 13.556 |  |  |  | mm | 21.336 | 0.5 | 83488.2064 | 11060.783 | 84.668 | 3000 |  | New |  | 0.31 | LB | [6 empty] | SHOP | RACK PRINCIPAL | 348984
COUPLING, 3000 #, NPT, B16.11, A-105 | ASME B16.11 |  | A105 |  | COUPLING, 1/2", 3000#, NPT, ASME B16.11 | COUPLING | A1A2 | 1/2" | 1/2"-IA-A1-902-N |  | TYPE=COUPLING,SKEY=COSC |  | THDF | 13.556 |  |  |  | mm | 21.336 | 0.5 | 65476.2863 | 11060.783 | 84.668 | 3000 |  | New |  | 0.31 | LB | [6 empty] | SHOP | RACK PRINCIPAL | 348985
COUPLING, 3000 #, NPT, B16.11, A-105 | ASME B16.11 |  | A105 |  | COUPLING, 1/2", 3000#, NPT, ASME B16.11 | COUPLING | A1A2 | 1/2" | 1/2"-IA-A1-902-N |  | TYPE=COUPLING,SKEY=COSC |  | THDF | 13.556 |  |  |  | mm | 21.336 | 0.5 | 86239.497 | 17080.5011 | 84.668 | 3000 |  | New |  | 0.31 | LB | [6 empty] | SHOP | RACK PRINCIPAL | 348986
COUPLING, 3000 #, NPT, B16.11, A-105 | ASME B16.11 |  | A105 |  | COUPLING, 1/2", 3000#, NPT, ASME B16.11 | COUPLING | A1A2 | 1/2" | 1/2"-IA-A1-902-N |  | TYPE=COUPLING,SKEY=COSC |  | THDF | 13.556 |  |  |  | mm | 21.336 | 0.5 | 71496.9263 | 11060.783 | 84.668 | 3000 |  | New |  | 0.31 | LB | [6 empty] | SHOP | RACK PRINCIPAL | 348987
COUPLING, 3000 #, NPT, B16.11, A-105 | ASME B16.11 |  | A105 |  | COUPLING, 1/2", 3000#, NPT, ASME B16.11 | COUPLING | A1A2 | 1/2" | 1/2"-IA-A1-902-N |  | TYPE=COUPLING,SKEY=COSC |  | THDF | 13.556 |  |  |  | mm | 21.336 | 0.5 | 77517.5664 | 11060.783 | 84.668 | 3000 |  | New |  | 0.31 | LB | [6 empty] | SHOP | RACK PRINCIPAL | 348988
COUPLING, SW, 6000#, B16.11, A105 | ASME B16.11 |  |  |  | COUPLING SW | COUPLING | B | 3/4" | 3/4"-FG-B-322-N |  | TYPE=COUPLING,SKEY=COSW |  | SW | 0.5625 |  |  |  | mm | 26.67 | 0.75 | 86159.497 | 41206.9385 | 87.335 | 6000 |  | New |  | 0.21 | KG | [6 empty] | SHOP | RACK PRINCIPAL | 348989
COUPLING, SW, 6000#, B16.11, A105 | ASME B16.11 |  |  |  | COUPLING SW | COUPLING | B | 3/4" | 3/4"-FG-B-322-N |  | TYPE=COUPLING,SKEY=COSW |  | SW | 0.5625 |  |  |  | mm | 26.67 | 0.75 | 86159.497 | 47219.6385 | 87.335 | 6000 |  | New |  | 0.21 | KG | [6 empty] | SHOP | RACK PRINCIPAL | 348990
COUPLING, SW, 6000#, B16.11, A105 | ASME B16.11 |  |  |  | COUPLING SW | COUPLING | B | 3/4" | 3/4"-FG-B-322-N |  | TYPE=COUPLING,SKEY=COSW |  | SW | 0.5625 |  |  |  | mm | 26.67 | 0.75 | 86159.497 | 53232.3385 | 87.335 | 6000 |  | New |  | 0.21 | KG | [6 empty] | SHOP | RACK PRINCIPAL | 348991
COUPLING, SW, 6000#, B16.11, A105 | ASME B16.11 |  |  |  | COUPLING SW | COUPLING | B | 3/4" | 3/4"-FG-B-322-N |  | TYPE=COUPLING,SKEY=COSW |  | SW | 0.5625 |  |  |  | mm | 26.67 | 0.75 | 86159.497 | 35194.2385 | 87.335 | 6000 |  | New |  | 0.21 | KG | [6 empty] | SHOP | RACK PRINCIPAL | 348992
COUPLING, 3000 #, NPT, B16.11, A-105 | ASME B16.11 |  | A105 |  | COUPLING, 1/2", 3000#, NPT, ASME B16.11 | COUPLING | A1A2 | 1/2" | 1/2"-IA-A1-902-N |  | TYPE=COUPLING,SKEY=COSC |  | THDF | 13.556 |  |  |  | mm | 21.336 | 0.5 | 86239.497 | 35142.4212 | 84.668 | 3000 |  | New |  | 0.31 | LB | [6 empty] | SHOP | RACK PRINCIPAL | 348993
COUPLING, 3000 #, NPT, B16.11, A-105 | ASME B16.11 |  | A105 |  | COUPLING, 1/2", 3000#, NPT, ASME B16.11 | COUPLING | A1A2 | 1/2" | 1/2"-IA-A1-902-N |  | TYPE=COUPLING,SKEY=COSC |  | THDF | 13.556 |  |  |  | mm | 21.336 | 0.5 | 86239.497 | 41163.0612 | 84.668 | 3000 |  | New |  | 0.31 | LB | [6 empty] | SHOP | RACK PRINCIPAL | 348994
COUPLING, 3000 #, NPT, B16.11, A-105 | ASME B16.11 |  | A105 |  | COUPLING, 1/2", 3000#, NPT, ASME B16.11 | COUPLING | A1A2 | 1/2" | 1/2"-IA-A1-902-N |  | TYPE=COUPLING,SKEY=COSC |  | THDF | 13.556 |  |  |  | mm | 21.336 | 0.5 | 86239.497 | 53204.3413 | 84.668 | 3000 |  | New |  | 0.31 | LB | [6 empty] | SHOP | RACK PRINCIPAL | 348995
COUPLING, 3000 #, NPT, B16.11, A-105 | ASME B16.11 |  | A105 |  | COUPLING, 1/2", 3000#, NPT, ASME B16.11 | COUPLING | A1A2 | 1/2" | 1/2"-IA-A1-902-N |  | TYPE=COUPLING,SKEY=COSC |  | THDF | 13.556 |  |  |  | mm | 21.336 | 0.5 | 86239.497 | 47183.7013 | 84.668 | 3000 |  | New |  | 0.31 | LB | [6 empty] | SHOP | RACK PRINCIPAL | 348996
COUPLING, SW, 6000#, B16.11, A105 | ASME B16.11 |  |  |  | COUPLING SW | COUPLING | D | 3/4" | 3/4"-QUI-D-704-N |  | TYPE=COUPLING,SKEY=COSW |  | SW | 0.5625 |  |  |  | mm | 26.67 | 0.75 | 41976.2586 | 1291.8869 | 637.335 | 6000 |  | New |  | 0.14 | KG | [6 empty] | SHOP | RACK PRINCIPAL | 348997
COUPLING, SW, 6000#, B16.11, A105 | ASME B16.11 |  |  |  | COUPLING SW | COUPLING | D | 3/4" | 3/4"-QUI-D-702-N |  | TYPE=COUPLING,SKEY=COSW |  | SW | 0.5625 |  |  |  | mm | 26.67 | 0.75 | 47988.9586 | 1379.8869 | 637.335 | 6000 |  | New |  | 0.14 | KG | [6 empty] | SHOP | RACK PRINCIPAL | 348998
COUPLING, SW, 6000#, B16.11, A105 | ASME B16.11 |  |  |  | COUPLING SW | COUPLING | D | 3/4" | 3/4"-QUI-D-704-N |  | TYPE=COUPLING,SKEY=COSW |  | SW | 0.5625 |  |  |  | mm | 26.67 | 0.75 | 35963.5586 | 1291.8869 | 637.335 | 6000 |  | New |  | 0.14 | KG | [6 empty] | SHOP | RACK PRINCIPAL | 348999
COUPLING, SW, 6000#, B16.11, A105 | ASME B16.11 |  |  |  | COUPLING SW | COUPLING | D | 3/4" | 3/4"-QUI-D-702-N |  | TYPE=COUPLING,SKEY=COSW |  | SW | 0.5625 |  |  |  | mm | 26.67 | 0.75 | 41976.2586 | 1379.8869 | 637.335 | 6000 |  | New |  | 0.14 | KG | [6 empty] | SHOP | RACK PRINCIPAL | 349001
COUPLING, SW, 6000#, B16.11, A105 | ASME B16.11 |  |  |  | COUPLING SW | COUPLING | D | 3/4" | 3/4"-QUI-D-704-N |  | TYPE=COUPLING,SKEY=COSW |  | SW | 0.5625 |  |  |  | mm | 26.67 | 0.75 | 47988.9586 | 1291.8869 | 637.335 | 6000 |  | New |  | 0.14 | KG | [6 empty] | SHOP | RACK PRINCIPAL | 349002
COUPLING, SW, 6000#, B16.11, A105 | ASME B16.11 |  |  |  | COUPLING SW | COUPLING | D | 3/4" | 3/4"-QUI-D-702-N |  | TYPE=COUPLING,SKEY=COSW |  | SW | 0.5625 |  |  |  | mm | 26.67 | 0.75 | 35963.5586 | 1379.8869 | 637.335 | 6000 |  | New |  | 0.14 | KG | [6 empty] | SHOP | RACK PRINCIPAL | 349003
UNION, 3000#, NPT, MSS-SP-83, A105 | MSS-SP-83 |  |  |  | UNION, 1/2" ND, 3000 LB, FPT, MSS-SP-83 | UNION | A1A2 | 1/2" | 1/2"-IA-A1-902-N |  | TYPE=UNION,SKEY=UNSC |  | THDF | 12.7 |  |  |  | mm | 21.336 | 0.5 | 98847.0814 | 61311.5324 | 2575.4759 | 3000 |  | New |  | 0.237 | KG | [6 empty] | SHOP | RACK PRINCIPAL | 349004
UNION, 3000#, NPT, MSS-SP-83, A105 | MSS-SP-83 |  |  |  | UNION, 1/2" ND, 3000 LB, FPT, MSS-SP-83 | UNION | A1A2 | 1/2" | 1/2"-IA-A1-902-N |  | TYPE=UNION,SKEY=UNSC |  | THDF | 12.7 |  |  |  | mm | 21.336 | 0.5 | 92823.2715 | 61311.5324 | 2562.9263 | 3000 |  | New |  | 0.237 | KG | [6 empty] | SHOP | RACK PRINCIPAL | 349005
UNION, 3000#, NPT, MSS-SP-83, A105 | MSS-SP-83 |  |  |  | UNION, 1/2" ND, 3000 LB, FPT, MSS-SP-83 | UNION | A1A2 | 1/2" | 1/2"-IA-A1-902-N |  | TYPE=UNION,SKEY=UNSC |  | THDF | 12.7 |  |  |  | mm | 21.336 | 0.5 | 104870.8913 | 61311.5324 | 2588.0255 | 3000 |  | New |  | 0.237 | KG | [6 empty] | SHOP | RACK PRINCIPAL | 349006
UNION, 3000#, NPT, MSS-SP-83, A105 | MSS-SP-83 |  |  |  | UNION, 1/2" ND, 3000 LB, FPT, MSS-SP-83 | UNION | A1A2 | 1/2" | 1/2"-IA-A1-902-N |  | TYPE=UNION,SKEY=UNSC |  | THDF | 12.7 |  |  |  | mm | 21.336 | 0.5 | 122942.321 | 61311.5324 | 2625.6743 | 3000 |  | New |  | 0.237 | KG | [6 empty] | SHOP | RACK PRINCIPAL | 349007
UNION, 3000#, NPT, MSS-SP-83, A105 | MSS-SP-83 |  |  |  | UNION, 1/2" ND, 3000 LB, FPT, MSS-SP-83 | UNION | A1A2 | 1/2" | 1/2"-IA-A1-902-N |  | TYPE=UNION,SKEY=UNSC |  | THDF | 12.7 |  |  |  | mm | 21.336 | 0.5 | 147037.5606 | 61311.5324 | 2675.8727 | 3000 |  | New |  | 0.237 | KG | [6 empty] | SHOP | RACK PRINCIPAL | 349008
UNION, 3000#, NPT, MSS-SP-83, A105 | MSS-SP-83 |  |  |  | UNION, 1/2" ND, 3000 LB, FPT, MSS-SP-83 | UNION | A1A2 | 1/2" | 1/2"-IA-A1-902-N |  | TYPE=UNION,SKEY=UNSC |  | THDF | 12.7 |  |  |  | mm | 21.336 | 0.5 | 116918.5111 | 61311.5324 | 2613.1247 | 3000 |  | New |  | 0.237 | KG | [6 empty] | SHOP | RACK PRINCIPAL | 349009
UNION, 3000#, NPT, MSS-SP-83, A105 | MSS-SP-83 |  |  |  | UNION, 1/2" ND, 3000 LB, FPT, MSS-SP-83 | UNION | A1A2 | 1/2" | 1/2"-IA-A1-902-N |  | TYPE=UNION,SKEY=UNSC |  | THDF | 12.7 |  |  |  | mm | 21.336 | 0.5 | 110894.7012 | 61311.5324 | 2600.5751 | 3000 |  | New |  | 0.237 | KG | [6 empty] | SHOP | RACK PRINCIPAL | 349010
UNION, 3000#, NPT, MSS-SP-83, A105 | MSS-SP-83 |  |  |  | UNION, 1/2" ND, 3000 LB, FPT, MSS-SP-83 | UNION | A1A2 | 1/2" | 1/2"-IA-A1-902-N |  | TYPE=UNION,SKEY=UNSC |  | THDF | 12.7 |  |  |  | mm | 21.336 | 0.5 | 153061.3705 | 61311.5324 | 2688.4223 | 3000 |  | New |  | 0.237 | KG | [6 empty] | SHOP | RACK PRINCIPAL | 349011
UNION, 3000#, NPT, MSS-SP-83, A105 | MSS-SP-83 |  |  |  | UNION, 1/2" ND, 3000 LB, FPT, MSS-SP-83 | UNION | A1A2 | 1/2" | 1/2"-IA-A1-902-N |  | TYPE=UNION,SKEY=UNSC |  | THDF | 12.7 |  |  |  | mm | 21.336 | 0.5 | 165108.9904 | 61311.5324 | 2713.5215 | 3000 |  | New |  | 0.237 | KG | [6 empty] | SHOP | RACK PRINCIPAL | 349012
UNION, 3000#, NPT, MSS-SP-83, A105 | MSS-SP-83 |  |  |  | UNION, 1/2" ND, 3000 LB, FPT, MSS-SP-83 | UNION | A1A2 | 1/2" | 1/2"-IA-A1-902-N |  | TYPE=UNION,SKEY=UNSC |  | THDF | 12.7 |  |  |  | mm | 21.336 | 0.5 | 141013.7507 | 61311.5324 | 2663.3231 | 3000 |  | New |  | 0.237 | KG | [6 empty] | SHOP | RACK PRINCIPAL | 349013
UNION, 3000#, NPT, MSS-SP-83, A105 | MSS-SP-83 |  |  |  | UNION, 1/2" ND, 3000 LB, FPT, MSS-SP-83 | UNION | A1A2 | 1/2" | 1/2"-IA-A1-902-N |  | TYPE=UNION,SKEY=UNSC |  | THDF | 12.7 |  |  |  | mm | 21.336 | 0.5 | 128966.1309 | 61311.5324 | 2638.2239 | 3000 |  | New |  | 0.237 | KG | [6 empty] | SHOP | RACK PRINCIPAL | 349014
UNION, 3000#, NPT, MSS-SP-83, A105 | MSS-SP-83 |  |  |  | UNION, 1/2" ND, 3000 LB, FPT, MSS-SP-83 | UNION | A1A2 | 1/2" | 1/2"-IA-A1-902-N |  | TYPE=UNION,SKEY=UNSC |  | THDF | 12.7 |  |  |  | mm | 21.336 | 0.5 | 177156.6102 | 61311.5324 | 2738.6207 | 3000 |  | New |  | 0.237 | KG | [6 empty] | SHOP | RACK PRINCIPAL | 349015
UNION, 3000#, NPT, MSS-SP-83, A105 | MSS-SP-83 |  |  |  | UNION, 1/2" ND, 3000 LB, FPT, MSS-SP-83 | UNION | A1A2 | 1/2" | 1/2"-IA-A1-902-N |  | TYPE=UNION,SKEY=UNSC |  | THDF | 12.7 |  |  |  | mm | 21.336 | 0.5 | 171132.8003 | 61311.5324 | 2726.0711 | 3000 |  | New |  | 0.237 | KG | [6 empty] | SHOP | RACK PRINCIPAL | 349016
UNION, 3000#, NPT, MSS-SP-83, A105 | MSS-SP-83 |  |  |  | UNION, 1/2" ND, 3000 LB, FPT, MSS-SP-83 | UNION | A1A2 | 1/2" | 1/2"-IA-A1-902-N |  | TYPE=UNION,SKEY=UNSC |  | THDF | 12.7 |  |  |  | mm | 21.336 | 0.5 | 134989.9408 | 61311.5324 | 2650.7735 | 3000 |  | New |  | 0.237 | KG | [6 empty] | SHOP | RACK PRINCIPAL | 349017
UNION, 3000#, NPT, MSS-SP-83, A105 | MSS-SP-83 |  |  |  | UNION, 1/2" ND, 3000 LB, FPT, MSS-SP-83 | UNION | A1A2 | 1/2" | 1/2"-IA-A1-902-N |  | TYPE=UNION,SKEY=UNSC |  | THDF | 12.7 |  |  |  | mm | 21.336 | 0.5 | 159085.1804 | 61311.5324 | 2700.9719 | 3000 |  | New |  | 0.237 | KG | [6 empty] | SHOP | RACK PRINCIPAL | 349018
COUPLING, SW, 6000#, B16.11, A105 | ASME B16.11 |  |  |  | COUPLING SW | COUPLING | B | 3/4" | 3/4"-FG-B-322-N |  | TYPE=COUPLING,SKEY=COSW |  | SW | 0.5625 |  |  |  | mm | 26.67 | 0.75 | 92733.6643 | 61391.5324 | 2565.4066 | 6000 |  | New |  | 0.21 | KG | [6 empty] | SHOP | RACK PRINCIPAL | 349019
COUPLING, SW, 6000#, B16.11, A105 | ASME B16.11 |  |  |  | COUPLING SW | COUPLING | B | 3/4" | 3/4"-FG-B-322-N |  | TYPE=COUPLING,SKEY=COSW |  | SW | 0.5625 |  |  |  | mm | 26.67 | 0.75 | 146941.3698 | 61391.5324 | 2678.3393 | 6000 |  | New |  | 0.21 | KG | [6 empty] | SHOP | RACK PRINCIPAL | 349020
COUPLING, SW, 6000#, B16.11, A105 | ASME B16.11 |  |  |  | COUPLING SW | COUPLING | B | 3/4" | 3/4"-FG-B-322-N |  | TYPE=COUPLING,SKEY=COSW |  | SW | 0.5625 |  |  |  | mm | 26.67 | 0.75 | 116825.9779 | 61391.5324 | 2615.5989 | 6000 |  | New |  | 0.21 | KG | [6 empty] | SHOP | RACK PRINCIPAL | 349021
COUPLING, SW, 6000#, B16.11, A105 | ASME B16.11 |  |  |  | COUPLING SW | COUPLING | B | 3/4" | 3/4"-FG-B-322-N |  | TYPE=COUPLING,SKEY=COSW |  | SW | 0.5625 |  |  |  | mm | 26.67 | 0.75 | 122849.0563 | 61391.5324 | 2628.147 | 6000 |  | New |  | 0.21 | KG | [6 empty] | SHOP | RACK PRINCIPAL | 349022
COUPLING, SW, 6000#, B16.11, A105 | ASME B16.11 |  |  |  | COUPLING SW | COUPLING | B | 3/4" | 3/4"-FG-B-322-N |  | TYPE=COUPLING,SKEY=COSW |  | SW | 0.5625 |  |  |  | mm | 26.67 | 0.75 | 104779.8211 | 61391.5324 | 2590.5027 | 6000 |  | New |  | 0.21 | KG | [6 empty] | SHOP | RACK PRINCIPAL | 349023
COUPLING, SW, 6000#, B16.11, A105 | ASME B16.11 |  |  |  | COUPLING SW | COUPLING | B | 3/4" | 3/4"-FG-B-322-N |  | TYPE=COUPLING,SKEY=COSW |  | SW | 0.5625 |  |  |  | mm | 26.67 | 0.75 | 171033.6834 | 61391.5324 | 2728.5316 | 6000 |  | New |  | 0.21 | KG | [6 empty] | SHOP | RACK PRINCIPAL | 349024
COUPLING, SW, 6000#, B16.11, A105 | ASME B16.11 |  |  |  | COUPLING SW | COUPLING | B | 3/4" | 3/4"-FG-B-322-N |  | TYPE=COUPLING,SKEY=COSW |  | SW | 0.5625 |  |  |  | mm | 26.67 | 0.75 | 177056.7618 | 61391.5324 | 2741.0797 | 6000 |  | New |  | 0.21 | KG | [6 empty] | SHOP | RACK PRINCIPAL | 349025
COUPLING, SW, 6000#, B16.11, A105 | ASME B16.11 |  |  |  | COUPLING SW | COUPLING | B | 3/4" | 3/4"-FG-B-322-N |  | TYPE=COUPLING,SKEY=COSW |  | SW | 0.5625 |  |  |  | mm | 26.67 | 0.75 | 128872.1347 | 61391.5324 | 2640.6951 | 6000 |  | New |  | 0.21 | KG | [6 empty] | SHOP | RACK PRINCIPAL | 349026
COUPLING, SW, 6000#, B16.11, A105 | ASME B16.11 |  |  |  | COUPLING SW | COUPLING | B | 3/4" | 3/4"-FG-B-322-N |  | TYPE=COUPLING,SKEY=COSW |  | SW | 0.5625 |  |  |  | mm | 26.67 | 0.75 | 140918.2915 | 61391.5324 | 2665.7912 | 6000 |  | New |  | 0.21 | KG | [6 empty] | SHOP | RACK PRINCIPAL | 349027
COUPLING, SW, 6000#, B16.11, A105 | ASME B16.11 |  |  |  | COUPLING SW | COUPLING | B | 3/4" | 3/4"-FG-B-322-N |  | TYPE=COUPLING,SKEY=COSW |  | SW | 0.5625 |  |  |  | mm | 26.67 | 0.75 | 98756.7427 | 61391.5324 | 2577.9547 | 6000 |  | New |  | 0.21 | KG | [6 empty] | SHOP | RACK PRINCIPAL | 349028
COUPLING, SW, 6000#, B16.11, A105 | ASME B16.11 |  |  |  | COUPLING SW | COUPLING | B | 3/4" | 3/4"-FG-B-322-N |  | TYPE=COUPLING,SKEY=COSW |  | SW | 0.5625 |  |  |  | mm | 26.67 | 0.75 | 110802.8995 | 61391.5324 | 2603.0508 | 6000 |  | New |  | 0.21 | KG | [6 empty] | SHOP | RACK PRINCIPAL | 349029
COUPLING, SW, 6000#, B16.11, A105 | ASME B16.11 |  |  |  | COUPLING SW | COUPLING | B | 3/4" | 3/4"-FG-B-322-N |  | TYPE=COUPLING,SKEY=COSW |  | SW | 0.5625 |  |  |  | mm | 26.67 | 0.75 | 165010.605 | 61391.5324 | 2715.9835 | 6000 |  | New |  | 0.21 | KG | [6 empty] | SHOP | RACK PRINCIPAL | 349030
COUPLING, SW, 6000#, B16.11, A105 | ASME B16.11 |  |  |  | COUPLING SW | COUPLING | B | 3/4" | 3/4"-FG-B-322-N |  | TYPE=COUPLING,SKEY=COSW |  | SW | 0.5625 |  |  |  | mm | 26.67 | 0.75 | 158987.5266 | 61391.5324 | 2703.4355 | 6000 |  | New |  | 0.21 | KG | [6 empty] | SHOP | RACK PRINCIPAL | 349031
COUPLING, SW, 6000#, B16.11, A105 | ASME B16.11 |  |  |  | COUPLING SW | COUPLING | B | 3/4" | 3/4"-FG-B-322-N |  | TYPE=COUPLING,SKEY=COSW |  | SW | 0.5625 |  |  |  | mm | 26.67 | 0.75 | 134895.2131 | 61391.5324 | 2653.2431 | 6000 |  | New |  | 0.21 | KG | [6 empty] | SHOP | RACK PRINCIPAL | 349032
COUPLING, SW, 6000#, B16.11, A105 | ASME B16.11 |  |  |  | COUPLING SW | COUPLING | B | 3/4" | 3/4"-FG-B-322-N |  | TYPE=COUPLING,SKEY=COSW |  | SW | 0.5625 |  |  |  | mm | 26.67 | 0.75 | 152964.4482 | 61391.5324 | 2690.8874 | 6000 |  | New |  | 0.21 | KG | [6 empty] | SHOP | RACK PRINCIPAL | 349033
UNION, 3000#, SW, MSS-SP-83, A105 | MSS-SP-83 |  |  |  | UNION | UNION | B | 3/4" | 3/4"-FG-B-323-N |  | TYPE=UNION,SKEY=UNSW |  | SW | 0.5625 |  |  |  | mm | 26.67 | 0.75 | 197785.0519 | 80273.6146 | 967.0277 | 3000 |  | New |  | 0.55 | KG | [6 empty] | SHOP | RACK PRINCIPAL | 349034
UNION, 3000#, SW, MSS-SP-83, A105 | MSS-SP-83 |  |  |  | UNION | UNION | B | 3/4" | 3/4"-FG-B-324-N |  | TYPE=UNION,SKEY=UNSW |  | SW | 0.5625 |  |  |  | mm | 26.67 | 0.75 | 197926.4732 | 80415.0359 | 468.0606 | 3000 |  | New |  | 0.55 | KG | [6 empty] | SHOP | RACK PRINCIPAL | 349035
UNION, 3000#, SW, MSS-SP-83, A105 | MSS-SP-83 |  |  |  | UNION | UNION | B | 3/4" | 3/4"-FG-B-322-N |  | TYPE=UNION,SKEY=UNSW |  | SW | 0.5625 |  |  |  | mm | 26.67 | 0.75 | 86733.7164 | 61391.5324 | 2552.9067 | 3000 |  | New |  | 0.55 | KG | [6 empty] | SHOP | RACK PRINCIPAL | 349036
UNION, 3000#, NPT, MSS-SP-83, A105 | MSS-SP-83 |  |  |  | UNION, 1/2" ND, 3000 LB, FPT, MSS-SP-83 | UNION | A1A2 | 1/2" | 1/2"-IA-A1-902-N |  | TYPE=UNION,SKEY=UNSC |  | THDF | 12.7 |  |  |  | mm | 21.336 | 0.5 | 86823.3235 | 61311.5324 | 2550.4264 | 3000 |  | New |  | 0.237 | KG | [6 empty] | SHOP | RACK PRINCIPAL | 349037
COUPLING, 3000 #, NPT, B16.11, A-105 | ASME B16.11 |  | A105 |  | COUPLING, 3/4", 3000#, NPT, ASME B16.11 | COUPLING | A1A2 | 3/4" | 3/4"-FG-B-322-N |  | TYPE=COUPLING,SKEY=COSC |  | THDF | 13.8608 |  |  |  | mm | 26.67 | 0.75 | 191591.7377 | 74161.0954 | 2782.3803 | 3000 |  | New |  | 0.46 | LB | [6 empty] | SHOP | RACK PRINCIPAL | 349039
UNION, 3000#, NPT, MSS-SP-83, A105 | MSS-SP-83 |  |  |  | UNION, 1/2" ND, 3000 LB, FPT, MSS-SP-83 | UNION | A1A2 | 1/2" | 1/2"-IA-A1-902-N |  | TYPE=UNION,SKEY=UNSC |  | THDF | 12.7 |  |  |  | mm | 21.336 | 0.5 | 191597.1407 | 74081.5246 | 2779.7249 | 3000 |  | New |  | 0.237 | KG | [6 empty] | SHOP | RACK PRINCIPAL | 349040
COUPLING, 3000 #, NPT, B16.11, A-105 | ASME B16.11 |  | A105 |  | COUPLING, 3/4", 3000#, NPT, ASME B16.11 | COUPLING | A1A2 | 3/4" | 3/4"-FG-B-322-N |  | TYPE=COUPLING,SKEY=COSC |  | THDF | 13.8608 |  |  |  | mm | 26.67 | 0.75 | 183073.8338 | 65643.1609 | 2757.2842 | 3000 |  | New |  | 0.46 | LB | [6 empty] | SHOP | RACK PRINCIPAL | 349041
COUPLING, 3000 #, NPT, B16.11, A-105 | ASME B16.11 |  | A105 |  | COUPLING, 3/4", 3000#, NPT, ASME B16.11 | COUPLING | A1A2 | 3/4" | 3/4"-FG-B-322-N |  | TYPE=COUPLING,SKEY=COSC |  | THDF | 13.8608 |  |  |  | mm | 26.67 | 0.75 | 187332.7858 | 69902.1282 | 2769.8323 | 3000 |  | New |  | 0.46 | LB | [6 empty] | SHOP | RACK PRINCIPAL | 349042
UNION, 3000#, NPT, MSS-SP-83, A105 | MSS-SP-83 |  |  |  | UNION, 1/2" ND, 3000 LB, FPT, MSS-SP-83 | UNION | A1A2 | 1/2" | 1/2"-IA-A1-902-N |  | TYPE=UNION,SKEY=UNSC |  | THDF | 12.7 |  |  |  | mm | 21.336 | 0.5 | 195856.6099 | 78341.0091 | 2792.2745 | 3000 |  | New |  | 0.237 | KG | [6 empty] | SHOP | RACK PRINCIPAL | 349043
COUPLING, 3000 #, NPT, B16.11, A-105 | ASME B16.11 |  | A105 |  | COUPLING, 3/4", 3000#, NPT, ASME B16.11 | COUPLING | A1A2 | 3/4" | 3/4"-FG-B-322-N |  | TYPE=COUPLING,SKEY=COSC |  | THDF | 13.8608 |  |  |  | mm | 26.67 | 0.75 | 195850.6896 | 78420.0626 | 2794.9284 | 3000 |  | New |  | 0.46 | LB | [6 empty] | SHOP | RACK PRINCIPAL | 349044
UNION, 3000#, NPT, MSS-SP-83, A105 | MSS-SP-83 |  |  |  | UNION, 1/2" ND, 3000 LB, FPT, MSS-SP-83 | UNION | A1A2 | 1/2" | 1/2"-IA-A1-902-N |  | TYPE=UNION,SKEY=UNSC |  | THDF | 12.7 |  |  |  | mm | 21.336 | 0.5 | 187337.6715 | 69822.0402 | 2767.1754 | 3000 |  | New |  | 0.237 | KG | [6 empty] | SHOP | RACK PRINCIPAL | 349045
UNION, 3000#, NPT, MSS-SP-83, A105 | MSS-SP-83 |  |  |  | UNION, 1/2" ND, 3000 LB, FPT, MSS-SP-83 | UNION | A1A2 | 1/2" | 1/2"-IA-A1-902-N |  | TYPE=UNION,SKEY=UNSC |  | THDF | 12.7 |  |  |  | mm | 21.336 | 0.5 | 183078.2024 | 65562.5557 | 2754.6258 | 3000 |  | New |  | 0.237 | KG | [6 empty] | SHOP | RACK PRINCIPAL | 349046
COUPLING, SW, 6000#, B16.11, A105 | ASME B16.11 |  |  |  | COUPLING SW | COUPLING | B | 3/4" | 3/4"-FG-B-323-N |  | TYPE=COUPLING,SKEY=COSW |  | SW | 0.5625 |  |  |  | mm | 26.67 | 0.75 | 206195.5468 | 88808.6112 | 2825.892 | 6000 |  | New |  | 0.21 | KG | [6 empty] | SHOP | RACK PRINCIPAL | 349047
COUPLING, SW, 6000#, B16.11, A105 | ASME B16.11 |  |  |  | COUPLING SW | COUPLING | B | 3/4" | 3/4"-FG-B-324-N |  | TYPE=COUPLING,SKEY=COSW |  | SW | 0.5625 |  |  |  | mm | 26.67 | 0.75 | 208783.9935 | 91272.6162 | 2833.335 | 6000 |  | New |  | 0.21 | KG | [6 empty] | SHOP | RACK PRINCIPAL | 349048
COUPLING, SW, 6000#, B16.11, A105 | ASME B16.11 |  |  |  | COUPLING SW | COUPLING | B | 3/4" | 3/4"-FG-B-324-N |  | TYPE=COUPLING,SKEY=COSW |  | SW | 0.5625 |  |  |  | mm | 26.67 | 0.75 | 204532.3998 | 87021.0072 | 2820.8086 | 6000 |  | New |  | 0.21 | KG | [6 empty] | SHOP | RACK PRINCIPAL | 349049
COUPLING, SW, 6000#, B16.11, A105 | ASME B16.11 |  |  |  | COUPLING SW | COUPLING | B | 3/4" | 3/4"-FG-B-323-N |  | TYPE=COUPLING,SKEY=COSW |  | SW | 0.5625 |  |  |  | mm | 26.67 | 0.75 | 201943.9335 | 84556.9826 | 2813.3656 | 6000 |  | New |  | 0.21 | KG | [6 empty] | SHOP | RACK PRINCIPAL | 349050
COUPLING, SW, 6000#, B16.11, A105 | ASME B16.11 |  |  |  | COUPLING SW | COUPLING | B | 3/4" | 3/4"-FG-B-323-N |  | TYPE=COUPLING,SKEY=COSW |  | SW | 0.5625 |  |  |  | mm | 26.67 | 0.75 | 214698.7537 | 97311.8487 | 2850.9449 | 6000 |  | New |  | 0.21 | KG | [6 empty] | SHOP | RACK PRINCIPAL | 349051
COUPLING, SW, 6000#, B16.11, A105 | ASME B16.11 |  |  |  | COUPLING SW | COUPLING | B | 3/4" | 3/4"-FG-B-323-N |  | TYPE=COUPLING,SKEY=COSW |  | SW | 0.5625 |  |  |  | mm | 26.67 | 0.75 | 218950.367 | 101563.4772 | 2863.4713 | 6000 |  | New |  | 0.21 | KG | [6 empty] | SHOP | RACK PRINCIPAL | 349052
UNION, 3000#, SW, MSS-SP-83, A105 | MSS-SP-83 |  |  |  | UNION | UNION | B | 3/4" | 3/4"-FG-B-322-N |  | TYPE=UNION,SKEY=UNSW |  | SW | 0.5625 |  |  |  | mm | 26.67 | 0.75 | 197530.399 | 80099.777 | 466.3913 | 3000 |  | New |  | 0.55 | KG | [6 empty] | SHOP | RACK PRINCIPAL | 349053
COUPLING, SW, 6000#, B16.11, A105 | ASME B16.11 |  |  |  | COUPLING SW | COUPLING | B | 3/4" | 3/4"-FG-B-323-N |  | TYPE=COUPLING,SKEY=COSW |  | SW | 0.5625 |  |  |  | mm | 26.67 | 0.75 | 223201.9803 | 105815.1058 | 2875.9978 | 6000 |  | New |  | 0.21 | KG | [6 empty] | SHOP | RACK PRINCIPAL | 349054
COUPLING, SW, 6000#, B16.11, A105 | ASME B16.11 |  |  |  | COUPLING SW | COUPLING | B | 3/4" | 3/4"-FG-B-324-N |  | TYPE=COUPLING,SKEY=COSW |  | SW | 0.5625 |  |  |  | mm | 26.67 | 0.75 | 213035.6068 | 95524.2447 | 2845.8614 | 6000 |  | New |  | 0.21 | KG | [6 empty] | SHOP | RACK PRINCIPAL | 349055
COUPLING, SW, 6000#, B16.11, A105 | ASME B16.11 |  |  |  | COUPLING SW | COUPLING | B | 3/4" | 3/4"-FG-B-324-N |  | TYPE=COUPLING,SKEY=COSW |  | SW | 0.5625 |  |  |  | mm | 26.67 | 0.75 | 217287.22 | 99775.8733 | 2858.3879 | 6000 |  | New |  | 0.21 | KG | [6 empty] | SHOP | RACK PRINCIPAL | 349056
COUPLING, SW, 6000#, B16.11, A105 | ASME B16.11 |  |  |  | COUPLING SW | COUPLING | B | 3/4" | 3/4"-FG-B-323-N |  | TYPE=COUPLING,SKEY=COSW |  | SW | 0.5625 |  |  |  | mm | 26.67 | 0.75 | 210447.1601 | 93060.2398 | 2838.4185 | 6000 |  | New |  | 0.21 | KG | [6 empty] | SHOP | RACK PRINCIPAL | 349057
COUPLING, SW, 6000#, B16.11, A105 | ASME B16.11 |  |  |  | COUPLING SW | COUPLING | B | 3/4" | 3/4"-FG-B-324-N |  | TYPE=COUPLING,SKEY=COSW |  | SW | 0.5625 |  |  |  | mm | 26.67 | 0.75 | 221538.8333 | 104027.5019 | 2870.9143 | 6000 |  | New |  | 0.21 | KG | [6 empty] | SHOP | RACK PRINCIPAL | 349058
ELL 90 LR, BW, SCH 40, B16.9, A234 WPB | ASME B16.9 |  |  |  | ELL 90 LR | ELL 90 LR | B | 2" | 2"-LIH-B-428-N |  | TYPE=ELBOW,SKEY=ELBW |  | BV | 0 |  |  |  | mm | 60.325 | 2 | 82710.7067 | 59818.068 | 603.747 |  |  | New |  | 0.65 | KG | [6 empty] | SHOP | RACK PRINCIPAL | 349060
ELL 90 LR, BW, SCH 40, B16.9, A234 WPB | ASME B16.9 |  |  |  | ELL 90 LR | ELL 90 LR | B | 2" | 2"-LIH-B-449-N |  | TYPE=ELBOW,SKEY=ELBW |  | BV | 0 |  |  |  | mm | 60.325 | 2 | 82710.7067 | 60818.068 | 603.747 |  |  | New |  | 0.65 | KG | [6 empty] | SHOP | RACK PRINCIPAL | 349061
ELL 90, 3000#, NPT, B16.11, A-105 | ASME B16.11 |  |  |  | ELL 90, 1" ND, 3000 LB, FPT, ASME B16.11 | ELL 90 | A1A2 | 1" | 1"-IA-A1-906-N |  | TYPE=ELBOW,SKEY=ELSC |  | THDF | 17.3431 |  |  |  | mm | 33.401 | 1 | 1598.1753 | 15624.5744 | 90.7005 | 3000 |  | New |  | 0.48 | KG | [6 empty] | SHOP | RACK PRINCIPAL | 349062
ELL 45 LR, BW, SCH 40, B16.9, A234 WPB | ASME B16.9 |  |  |  | ELL 45 BW | ELL 45 LR | B | 2" | 2"-LIH-B-428-N |  | TYPE=ELBOW,SKEY=ELBW |  | BV | 0 |  |  |  | mm | 60.325 | 2 | 82444.6931 | 60084.0815 | 603.747 |  |  | New |  | 0.32 | KG | [6 empty] | SHOP | RACK PRINCIPAL | 349063
ELL 90, SW, 3000#, B16.11, A105 | ASME B16.11 |  |  |  | ELL 90 SW | ELL 90 | B | 1" | 1"-PG-B-311-HT |  | TYPE=ELBOW,SKEY=ELSW |  | SW | 0.5 |  |  |  | mm | 33.401 | 1 | 29907.2086 | 2271.6022 | 140.7005 | 3000 |  | New |  | 0.38 | KG | [6 empty] | SHOP | RACK PRINCIPAL | 349064
ELL 45 LR, BW, SCH 40, B16.9, A234 WPB | ASME B16.9 |  |  |  | ELL 45 BW | ELL 45 LR | B | 2" | 2"-LIH-B-449-N |  | TYPE=ELBOW,SKEY=ELBW |  | BV | 0 |  |  |  | mm | 60.325 | 2 | 81417.9639 | 61084.0815 | 603.747 |  |  | New |  | 0.32 | KG | [6 empty] | SHOP | RACK PRINCIPAL | 349065
ELL 90 LR, BW, SCH 40, B16.9, A234 WPB | ASME B16.9 |  |  |  | ELL 90 LR | ELL 90 LR | B | 3" | 3"-LIH-B-425-N |  | TYPE=ELBOW,SKEY=ELBW |  | BV | 0 |  |  |  | mm | 88.9 | 3 | 83390.672 | 52178.531 | 824 |  |  | New |  | 2.03 | KG | [6 empty] | SHOP | RACK PRINCIPAL | 349066
ELL 90 LR, BW, SCH 40, B16.9, A234 WPB | ASME B16.9 |  |  |  | ELL 90 LR | ELL 90 LR | B | 6" | 6"-FH-B-325-N |  | TYPE=ELBOW,SKEY=ELBW |  | BV | 0 |  |  |  | mm | 168.275 | 6 | 86588.1728 | 10660.0715 | 2518.1726 |  |  | New |  | 10.2 | KG | [6 empty] | SHOP | RACK PRINCIPAL | 349067
ELL 45 LR, BW, SCH 40, B16.9, A234 WPB | ASME B16.9 |  |  |  | ELL 45 BW | ELL 45 LR | B | 6" | 6"-FH-B-325-N |  | TYPE=ELBOW,SKEY=ELBW |  | BV | 0 |  |  |  | mm | 168.275 | 6 | 57398.0916 | 10660.0717 | 2457.3599 |  |  | New |  | 5.1 | KG | [6 empty] | SHOP | RACK PRINCIPAL | 349068
ELL 90 LR, BW, SCH 40, B16.9, A234 WPB | ASME B16.9 |  |  |  | ELL 90 LR | ELL 90 LR | B | 6" | 6"-FH-B-325-N |  | TYPE=ELBOW,SKEY=ELBW |  | BV | 0 |  |  |  | mm | 168.275 | 6 | 86588.1718 | 61186.5384 | 2623.436 |  |  | New |  | 10.2 | KG | [6 empty] | SHOP | RACK PRINCIPAL | 349069
ELL 90 LR, BW, SCH 40, B16.9, A234 WPB | ASME B16.9 |  |  |  | ELL 90 LR | ELL 90 LR | B | 3" | 3"-LIH-B-426-N |  | TYPE=ELBOW,SKEY=ELBW |  | BV | 0 |  |  |  | mm | 88.9 | 3 | 83390.672 | 57384.2009 | 178.6 |  |  | New |  | 2.03 | KG | [6 empty] | SHOP | RACK PRINCIPAL | 349070
ELL 90 LR, BW, SCH 40, B16.9, A234 WPB | ASME B16.9 |  |  |  | ELL 90 LR | ELL 90 LR | B | 3" | 3"-LIH-B-426-N |  | TYPE=ELBOW,SKEY=ELBW |  | BV | 0 |  |  |  | mm | 88.9 | 3 | 81128.5294 | 57384.2009 | 178.6 |  |  | New |  | 2.03 | KG | [6 empty] | SHOP | RACK PRINCIPAL | 349071
ELL 90 LR, BW, SCH 160, B16.9, A234 WPB | ASME B16.9 |  |  |  | ELL 90 LR | ELL 90 LR | E | 2" | 3"-MUL-E-006-N |  | TYPE=ELBOW,SKEY=ELBW |  | BV | 0 |  |  |  | mm | 60.325 | 2 | 24200.3671 | 3456.243 | 759.8131 |  |  | New |  | 1.5 | KG | [6 empty] | SHOP | RACK PRINCIPAL | 349073
ELL 90 LR, BW, SCH 80, B16.9, A234 WPB | ASME B16.9 |  |  |  | ELL 90 LR | ELL 90 LR | D | 4" | 4"-PG-D-314-N |  | TYPE=ELBOW,SKEY=ELBW |  | BV | 0 |  |  |  | mm | 114.3 | 4 | 59629.5683 | 1800.6022 | 181.15 |  |  | New |  | 5.4 | KG | [6 empty] | SHOP | RACK PRINCIPAL | 349074
ELL 90 LR, BW, SCH 80, B16.9, A234 WPB | ASME B16.9 |  |  |  | ELL 90 LR | ELL 90 LR | D | 4" | 4"-PG-D-314-N |  | TYPE=ELBOW,SKEY=ELBW |  | BV | 0 |  |  |  | mm | 114.3 | 4 | 59629.5683 | 10887.783 | 181.15 |  |  | New |  | 5.4 | KG | [6 empty] | SHOP | RACK PRINCIPAL | 349075
ELL 90 LR, BW, SCH 160, B16.9, A234 WPB | ASME B16.9 |  |  |  | ELL 90 LR | ELL 90 LR | E | 3" | 3"-MUL-E-006-N |  | TYPE=ELBOW,SKEY=ELBW |  | BV | 0 |  |  |  | mm | 88.9 | 3 | 24582.7671 | 2277.6022 | 759.8131 |  |  | New |  | 4 | KG | [6 empty] | SHOP | RACK PRINCIPAL | 349077
ELL 45 LR, BW, SCH 40, B16.9, A234 WPB | ASME B16.9 |  |  |  | ELL 45 BW | ELL 45 LR | B | 6" | 6"-FH-B-619-N |  | TYPE=ELBOW,SKEY=ELBW |  | BV | 0 |  |  |  | mm | 168.275 | 6 | 56116.6122 | 1711.5127 | 1651.4 |  |  | New |  | 5.1 | KG | [6 empty] | SHOP | RACK PRINCIPAL | 349078
ELL 90, SW, 3000#, B16.11, A105 | ASME B16.11 |  |  |  | ELL 90 SW | ELL 90 | B | 1 1/2" | 1 1/2"-LIH-B-421-N |  | TYPE=ELBOW,SKEY=ELSW |  | SW | 0.5 |  |  |  | mm | 48.26 | 1.5 | 59095.5683 | 2375.47 | 148.13 | 3000 |  | New |  | 0.96 | KG | [6 empty] | SHOP | RACK PRINCIPAL | 349079
ELL 90, SW, 3000#, B16.11, A105 | ASME B16.11 |  |  |  | ELL 90 SW | ELL 90 | B | 1 1/2" | 1 1/2"-LIH-B-421-N |  | TYPE=ELBOW,SKEY=ELSW |  | SW | 0.5 |  |  |  | mm | 48.26 | 1.5 | 59095.5683 | 11421.783 | 148.13 | 3000 |  | New |  | 0.96 | KG | [6 empty] | SHOP | RACK PRINCIPAL | 349080
ELL 90, SW, 3000#, B16.11, A105 | ASME B16.11 |  |  |  | ELL 90 SW | ELL 90 | B | 1 1/2" | 1 1/2"-LIH-B-421-N |  | TYPE=ELBOW,SKEY=ELSW |  | SW | 0.5 |  |  |  | mm | 48.26 | 1.5 | 85878.497 | 11421.783 | 148.13 | 3000 |  | New |  | 0.96 | KG | [6 empty] | SHOP | RACK PRINCIPAL | 349081
ELL 90, SW, 3000#, B16.11, A105 | ASME B16.11 |  |  |  | ELL 90 SW | ELL 90 | B | 1" | 1"-DO-B-509-N |  | TYPE=ELBOW,SKEY=ELSW |  | SW | 0.5 |  |  |  | mm | 33.401 | 1 | 59283.5683 | 11233.783 | 140.7005 | 3000 |  | New |  | 0.38 | KG | [6 empty] | SHOP | RACK PRINCIPAL | 349082
ELL 90, SW, 3000#, B16.11, A105 | ASME B16.11 |  |  |  | ELL 90 SW | ELL 90 | B | 1" | 1"-DO-B-509-N |  | TYPE=ELBOW,SKEY=ELSW |  | SW | 0.5 |  |  |  | mm | 33.401 | 1 | 59283.5683 | 2187.47 | 140.7005 | 3000 |  | New |  | 0.38 | KG | [6 empty] | SHOP | RACK PRINCIPAL | 349083
ELL 90, SW, 3000#, B16.11, A105 | ASME B16.11 |  |  |  | ELL 90 SW | ELL 90 | B | 1" | 1"-DO-B-509-N |  | TYPE=ELBOW,SKEY=ELSW |  | SW | 0.5 |  |  |  | mm | 33.401 | 1 | 86066.497 | 11233.783 | 140.7005 | 3000 |  | New |  | 0.38 | KG | [6 empty] | SHOP | RACK PRINCIPAL | 349084
ELL 90, SW, 3000#, B16.11, A105 | ASME B16.11 |  |  |  | ELL 90 SW | ELL 90 | B | 1" | 1"-DO-B-509-N |  | TYPE=ELBOW,SKEY=ELSW |  | SW | 0.5 |  |  |  | mm | 33.401 | 1 | 49171.9992 | 2187.47 | 140.7005 | 3000 |  | New |  | 0.38 | KG | [6 empty] | SHOP | RACK PRINCIPAL | 349085
ELL 90, SW, 3000#, B16.11, A105 | ASME B16.11 |  |  |  | ELL 90 SW | ELL 90 | B | 1/2" | 1/2"-PRW-A2-205-N |  | TYPE=ELBOW,SKEY=ELSW |  | SW | 0.38 |  |  |  | mm | 21.336 | 0.5 | 59193.5683 | 2277.47 | 134.668 | 3000 |  | New |  | 0.15 | KG | [6 empty] | SHOP | RACK PRINCIPAL | 349086
ELL 90, 3000#, NPT, B16.11, A-105 | ASME B16.11 |  |  |  | ELL 90, 1/2" ND, 3000 LB, FPT, ASME B16.11 | ELL 90 | A1A2 | 1/2" | 1/2"-PRW-A2-205-N |  | TYPE=ELBOW,SKEY=ELSC |  | THDF | 13.556 |  |  |  | mm | 21.336 | 0.5 | 85976.497 | 11323.783 | 134.668 | 3000 |  | New |  | 0.19 | KG | [6 empty] | SHOP | RACK PRINCIPAL | 349087
ELL 90, 3000#, NPT, B16.11, A-105 | ASME B16.11 |  |  |  | ELL 90, 1/2" ND, 3000 LB, FPT, ASME B16.11 | ELL 90 | A1A2 | 1/2" | 1/2"-PRW-A2-205-N |  | TYPE=ELBOW,SKEY=ELSC |  | THDF | 13.556 |  |  |  | mm | 21.336 | 0.5 | 59193.5683 | 11323.783 | 134.668 | 3000 |  | New |  | 0.19 | KG | [6 empty] | SHOP | RACK PRINCIPAL | 349088
ELL 90, SW, 3000#, B16.11, A105 | ASME B16.11 |  |  |  | ELL 90 SW | ELL 90 | B | 1/2" | 1/2"-LIH-B-405-HT |  | TYPE=ELBOW,SKEY=ELSW |  | SW | 0.38 |  |  |  | mm | 21.336 | 0.5 | 29806.5739 | 2181.6022 | 134.668 | 3000 |  | New |  | 0.15 | KG | [6 empty] | SHOP | RACK PRINCIPAL | 349089
ELL 90, SW, 3000#, B16.11, A105 | ASME B16.11 |  |  |  | ELL 90 SW | ELL 90 | B | 1/2" | 1/2"-LIH-B-405-HT |  | TYPE=ELBOW,SKEY=ELSW |  | SW | 0.38 |  |  |  | mm | 21.336 | 0.5 | 49076.2349 | 2181.6022 | 134.668 | 3000 |  | New |  | 0.15 | KG | [6 empty] | SHOP | RACK PRINCIPAL | 349090
ELL 90, SW, 3000#, B16.11, A105 | ASME B16.11 |  |  |  | ELL 90 SW | ELL 90 | B | 1 1/2" | 1 1/2"-FG-B-320-N |  | TYPE=ELBOW,SKEY=ELSW |  | SW | 0.5 |  |  |  | mm | 48.26 | 1.5 | 1702.1753 | 2083.6022 | 98.13 | 3000 |  | New |  | 0.96 | KG | [6 empty] | SHOP | RACK PRINCIPAL | 349091
ELL 90, SW, 3000#, B16.11, A105 | ASME B16.11 |  |  |  | ELL 90 SW | ELL 90 | B | 3/4" | 3/4"-FG-B-303-N |  | TYPE=ELBOW,SKEY=ELSW |  | SW | 0.5 |  |  |  | mm | 26.67 | 0.75 | 25908.8306 | 2083.6022 | 437.335 | 3000 |  | New |  | 0.24 | KG | [6 empty] | SHOP | RACK PRINCIPAL | 349092
ELL 90, SW, 3000#, B16.11, A105 | ASME B16.11 |  |  |  | ELL 90 SW | ELL 90 | B | 3/4" | 3/4"-FG-B-301-N |  | TYPE=ELBOW,SKEY=ELSW |  | SW | 0.5 |  |  |  | mm | 26.67 | 0.75 | 23108.9146 | 2083.6022 | 437.335 | 3000 |  | New |  | 0.24 | KG | [6 empty] | SHOP | RACK PRINCIPAL | 349093
ELL 90, SW, 3000#, B16.11, A105 | ASME B16.11 |  |  |  | ELL 90 SW | ELL 90 | B | 1 1/2" | 1 1/2"-FG-B-309-N |  | TYPE=ELBOW,SKEY=ELSW |  | SW | 0.5 |  |  |  | mm | 48.26 | 1.5 | 51100.1664 | 4251.1563 | 3482.4687 | 3000 |  | New |  | 0.96 | KG | [6 empty] | SHOP | RACK PRINCIPAL | 349094
ELL 90, SW, 3000#, B16.11, A105 | ASME B16.11 |  |  |  | ELL 90 SW | ELL 90 | B | 1 1/2" | 1 1/2"-FG-B-309-N |  | TYPE=ELBOW,SKEY=ELSW |  | SW | 0.5 |  |  |  | mm | 48.26 | 1.5 | 51100.1664 | 2083.6022 | 567.8005 | 3000 |  | New |  | 0.96 | KG | [6 empty] | SHOP | RACK PRINCIPAL | 349095
ELL 45 LR, BW, SCH 80, B16.9, A234 WPB | ASME B16.9 |  |  |  | ELL 45 BW | ELL 45 LR | D | 3" | 3"-MUL-D-015-N |  | TYPE=ELBOW,SKEY=ELBW |  | BV | 0 |  |  |  | mm | 88.9 | 3 | 49446.1277 | 2442.8311 | 1042.3789 |  |  | New |  | 1.37 | KG | [6 empty] | SHOP | RACK PRINCIPAL | 349096
ELL 45, SW, 3000#, B16.11, A105 | ASME B16.11 |  |  |  | ELL 45 SW | ELL 45 | B | 1" | 1"-PG-B-311-HT |  | TYPE=ELBOW,SKEY=ELSW |  | SW | 0.5 |  |  |  | mm | 33.401 | 1 | 49447.9955 | 2941.7326 | 140.7005 | 3000 |  | New |  | 0.34 | KG | [6 empty] | SHOP | RACK PRINCIPAL | 349097
ELL 90, SW, 3000#, B16.11, A105 | ASME B16.11 |  |  |  | ELL 90 SW | ELL 90 | B | 1" | 1"-PG-B-311-HT |  | TYPE=ELBOW,SKEY=ELSW |  | SW | 0.5 |  |  |  | mm | 33.401 | 1 | 49447.9955 | 3167.6441 | 140.7005 | 3000 |  | New |  | 0.38 | KG | [6 empty] | SHOP | RACK PRINCIPAL | 349098
ELL 45 LR, BW, SCH 80, B16.9, A234 WPB | ASME B16.9 |  |  |  | ELL 45 BW | ELL 45 LR | D | 3" | 3"-MUL-D-013-N |  | TYPE=ELBOW,SKEY=ELBW |  | BV | 0 |  |  |  | mm | 88.9 | 3 | 49158.7673 | 2661.8311 | 1042.3789 |  |  | New |  | 1.37 | KG | [6 empty] | SHOP | RACK PRINCIPAL | 349099
ELL 90, SW, 3000#, B16.11, A105 | ASME B16.11 |  |  |  | ELL 90 SW | ELL 90 | B | 1" | 1"-LIH-B-446-N |  | TYPE=ELBOW,SKEY=ELSW |  | SW | 0.5 |  |  |  | mm | 33.401 | 1 | 55512.2133 | 6020.0005 | 430.5372 | 3000 |  | New |  | 0.38 | KG | [6 empty] | SHOP | RACK PRINCIPAL | 349101
ELL 90, SW, 3000#, B16.11, A105 | ASME B16.11 |  |  |  | ELL 90 SW | ELL 90 | B | 1" | 1"-LIH-B-444-N |  | TYPE=ELBOW,SKEY=ELSW |  | SW | 0.5 |  |  |  | mm | 33.401 | 1 | 55512.2133 | 7020.0005 | 430.5372 | 3000 |  | New |  | 0.38 | KG | [6 empty] | SHOP | RACK PRINCIPAL | 349102
ELL 90, SW, 3000#, B16.11, A105 | ASME B16.11 |  |  |  | ELL 90 SW | ELL 90 | B | 1/2" | 1"-LIH-B-444-N |  | TYPE=ELBOW,SKEY=ELSW |  | SW | 0.38 |  |  |  | mm | 21.336 | 0.5 | 56374.6205 | 7020.0005 | 430.5372 | 3000 |  | New |  | 0.15 | KG | [6 empty] | SHOP | RACK PRINCIPAL | 349103
ELL 90, SW, 3000#, B16.11, A105 | ASME B16.11 |  |  |  | ELL 90 SW | ELL 90 | B | 1/2" | 1"-LIH-B-446-N |  | TYPE=ELBOW,SKEY=ELSW |  | SW | 0.38 |  |  |  | mm | 21.336 | 0.5 | 56374.6205 | 6020.0005 | 430.5372 | 3000 |  | New |  | 0.15 | KG | [6 empty] | SHOP | RACK PRINCIPAL | 349104
ELL 90, SW, 3000#, B16.11, A105 | ASME B16.11 |  |  |  | ELL 90 SW | ELL 90 | B | 1/2" | 1/2"-FG-B-310-M |  | TYPE=ELBOW,SKEY=ELSW |  | SW | 0.38 |  |  |  | mm | 21.336 | 0.5 | 29656.5595 | 2083.6022 | 358.6999 | 3000 |  | New |  | 0.15 | KG | [6 empty] | SHOP | RACK PRINCIPAL | 349105
ELL 90, SW, 3000#, B16.11, A105 | ASME B16.11 |  |  |  | ELL 90 SW | ELL 90 | B | 1 1/2" | 1 1/2"-LIH-B-421-N |  | TYPE=ELBOW,SKEY=ELSW |  | SW | 0.5 |  |  |  | mm | 48.26 | 1.5 | 85878.497 | 36143.9185 | 148.13 | 3000 |  | New |  | 0.96 | KG | [6 empty] | SHOP | RACK PRINCIPAL | 349106
ELL 90, SW, 3000#, B16.11, A105 | ASME B16.11 |  |  |  | ELL 90 SW | ELL 90 | B | 1" | 1"-DO-B-509-N |  | TYPE=ELBOW,SKEY=ELSW |  | SW | 0.5 |  |  |  | mm | 33.401 | 1 | 86066.497 | 36331.9185 | 140.7005 | 3000 |  | New |  | 0.38 | KG | [6 empty] | SHOP | RACK PRINCIPAL | 349107
ELL 90, SW, 3000#, B16.11, A105 | ASME B16.11 |  |  |  | ELL 90 SW | ELL 90 | B | 1" | 1"-DO-B-509-N |  | TYPE=ELBOW,SKEY=ELSW |  | SW | 0.5 |  |  |  | mm | 33.401 | 1 | 83722.672 | 36331.9185 | 140.7005 | 3000 |  | New |  | 0.38 | KG | [6 empty] | SHOP | RACK PRINCIPAL | 349108
ELL 90, 3000#, NPT, B16.11, A-105 | ASME B16.11 |  |  |  | ELL 90, 1/2" ND, 3000 LB, FPT, ASME B16.11 | ELL 90 | A1A2 | 1/2" | 1/2"-PRW-A2-205-N |  | TYPE=ELBOW,SKEY=ELSC |  | THDF | 13.556 |  |  |  | mm | 21.336 | 0.5 | 83632.672 | 36241.9185 | 134.668 | 3000 |  | New |  | 0.19 | KG | [6 empty] | SHOP | RACK PRINCIPAL | 349109
ELL 90, 3000#, NPT, B16.11, A-105 | ASME B16.11 |  |  |  | ELL 90, 1/2" ND, 3000 LB, FPT, ASME B16.11 | ELL 90 | A1A2 | 1/2" | 1/2"-PRW-A2-205-N |  | TYPE=ELBOW,SKEY=ELSC |  | THDF | 13.556 |  |  |  | mm | 21.336 | 0.5 | 85976.497 | 36241.9185 | 134.668 | 3000 |  | New |  | 0.19 | KG | [6 empty] | SHOP | RACK PRINCIPAL | 349110
ELL 90, SW, 3000#, B16.11, A105 | ASME B16.11 |  |  |  | ELL 90 SW | ELL 90 | B | 1 1/2" | 1 1/2"-LIH-B-421-N |  | TYPE=ELBOW,SKEY=ELSW |  | SW | 0.5 |  |  |  | mm | 48.26 | 1.5 | 83534.672 | 36143.9185 | 148.13 | 3000 |  | New |  | 0.96 | KG | [6 empty] | SHOP | RACK PRINCIPAL | 349111
ELL 90 LR, BW, SCH 40, B16.9, A234 WPB | ASME B16.9 |  |  |  | ELL 90 LR | ELL 90 LR | B | 3" | 3"-LIH-B-438-N |  | TYPE=ELBOW,SKEY=ELBW |  | BV | 0 |  |  |  | mm | 88.9 | 3 | 83390.672 | 47616.0294 | 824 |  |  | New |  | 2.03 | KG | [6 empty] | SHOP | RACK PRINCIPAL | 349112
ELL 45, 3000#, NPT, B16.11, A-105 | ASME B16.11 |  |  |  | ELL 45, 1/2" ND, 3000 LB, FPT, ASME B16.11 | ELL 45 | A1A2 | 1/2" | 1/2"-PRW-A2-205-N |  | TYPE=ELBOW,SKEY=ELSC |  | THDF | 13.556 |  |  |  | mm | 21.336 | 0.5 | 84008.672 | 36241.9185 | 510.668 | 3000 |  | New |  | 0.25 | KG | [6 empty] | SHOP | RACK PRINCIPAL | 349113
ELL 45, SW, 3000#, B16.11, A105 | ASME B16.11 |  |  |  | ELL 45 SW | ELL 45 | B | 1 1/2" | 1 1/2"-LIH-B-421-N |  | TYPE=ELBOW,SKEY=ELSW |  | SW | 0.5 |  |  |  | mm | 48.26 | 1.5 | 83910.672 | 36143.9185 | 524.13 | 3000 |  | New |  | 0.86 | KG | [6 empty] | SHOP | RACK PRINCIPAL | 349114
ELL 45, SW, 3000#, B16.11, A105 | ASME B16.11 |  |  |  | ELL 45 SW | ELL 45 | B | 1" | 1"-DO-B-509-N |  | TYPE=ELBOW,SKEY=ELSW |  | SW | 0.5 |  |  |  | mm | 33.401 | 1 | 85690.497 | 36331.9185 | 516.7005 | 3000 |  | New |  | 0.34 | KG | [6 empty] | SHOP | RACK PRINCIPAL | 349115
ELL 45, 3000#, NPT, B16.11, A-105 | ASME B16.11 |  |  |  | ELL 45, 1/2" ND, 3000 LB, FPT, ASME B16.11 | ELL 45 | A1A2 | 1/2" | 1/2"-PRW-A2-205-N |  | TYPE=ELBOW,SKEY=ELSC |  | THDF | 13.556 |  |  |  | mm | 21.336 | 0.5 | 85600.497 | 36241.9185 | 510.668 | 3000 |  | New |  | 0.25 | KG | [6 empty] | SHOP | RACK PRINCIPAL | 349116
ELL 45, SW, 3000#, B16.11, A105 | ASME B16.11 |  |  |  | ELL 45 SW | ELL 45 | B | 1 1/2" | 1 1/2"-LIH-B-421-N |  | TYPE=ELBOW,SKEY=ELSW |  | SW | 0.5 |  |  |  | mm | 48.26 | 1.5 | 85502.497 | 36143.9185 | 524.13 | 3000 |  | New |  | 0.86 | KG | [6 empty] | SHOP | RACK PRINCIPAL | 349117
ELL 45, SW, 3000#, B16.11, A105 | ASME B16.11 |  |  |  | ELL 45 SW | ELL 45 | B | 1" | 1"-DO-B-509-N |  | TYPE=ELBOW,SKEY=ELSW |  | SW | 0.5 |  |  |  | mm | 33.401 | 1 | 84098.672 | 36331.9185 | 516.7005 | 3000 |  | New |  | 0.34 | KG | [6 empty] | SHOP | RACK PRINCIPAL | 349118
ELL 45 LR, BW, SCH 40, B16.9, A234 WPB | ASME B16.9 |  |  |  | ELL 45 BW | ELL 45 LR | B | 3" | 3"-LIH-B-426-N |  | TYPE=ELBOW,SKEY=ELBW |  | BV | 0 |  |  |  | mm | 88.9 | 3 | 83390.672 | 55691.7348 | 168.45 |  |  | New |  | 1.02 | KG | [6 empty] | SHOP | RACK PRINCIPAL | 349119
ELL 45 LR, BW, SCH 40, B16.9, A234 WPB | ASME B16.9 |  |  |  | ELL 45 BW | ELL 45 LR | B | 3" | 3"-LIH-B-426-N |  | TYPE=ELBOW,SKEY=ELBW |  | BV | 0 |  |  |  | mm | 88.9 | 3 | 83390.672 | 56151.8848 | 628.6 |  |  | New |  | 1.02 | KG | [6 empty] | SHOP | RACK PRINCIPAL | 349120
ELL 90, SW, 3000#, B16.11, A105 | ASME B16.11 |  |  |  | ELL 90 SW | ELL 90 | B | 1" | 1"-LIH-B-447-N |  | TYPE=ELBOW,SKEY=ELSW |  | SW | 0.5 |  |  |  | mm | 33.401 | 1 | 83534.672 | 57248.2009 | 150.8505 | 3000 |  | New |  | 0.38 | KG | [6 empty] | SHOP | RACK PRINCIPAL | 349121
ELL 90, SW, 3000#, B16.11, A105 | ASME B16.11 |  |  |  | ELL 90 SW | ELL 90 | B | 1" | 1"-LIH-B-447-N |  | TYPE=ELBOW,SKEY=ELSW |  | SW | 0.5 |  |  |  | mm | 33.401 | 1 | 80978.5294 | 57248.2009 | 150.8505 | 3000 |  | New |  | 0.38 | KG | [6 empty] | SHOP | RACK PRINCIPAL | 349122
ELL 90, 3000#, NPT, B16.11, A-105 | ASME B16.11 |  |  |  | ELL 90, 1" ND, 3000 LB, FPT, ASME B16.11 | ELL 90 | A1A2 | 1" | 1"-IA-A1-906-N |  | TYPE=ELBOW,SKEY=ELSC |  | THDF | 17.3431 |  |  |  | mm | 33.401 | 1 | 1598.1753 | 1979.6022 | 90.7005 | 3000 |  | New |  | 0.48 | KG | [6 empty] | SHOP | RACK PRINCIPAL | 349123
ELL 90 LR, BW, SCH 40, B16.9, A234 WPB | ASME B16.9 |  |  |  | ELL 90 LR | ELL 90 LR | B | 6" | 6"-FH-B-325-N |  | TYPE=ELBOW,SKEY=ELBW |  | BV | 0 |  |  |  | mm | 168.275 | 6 | 200808.3879 | 82219.9206 | 2879.6776 |  |  | New |  | 10.2 | KG | [6 empty] | SHOP | RACK PRINCIPAL | 349124
ELL 90 LR, BW, SCH 40, B16.9, A234 WPB | ASME B16.9 |  |  |  | ELL 90 LR | ELL 90 LR | B | 6" | 6"-FH-B-325-N |  | TYPE=ELBOW,SKEY=ELBW |  | BV | 0 |  |  |  | mm | 168.275 | 6 | 202478.0335 | 83889.5717 | 2883.26 |  |  | New |  | 10.2 | KG | [6 empty] | SHOP | RACK PRINCIPAL | 349125
ELL 90, SW, 3000#, B16.11, A105 | ASME B16.11 |  |  |  | ELL 90 SW | ELL 90 | B | 3/4" | 3/4"-FG-B-322-N |  | TYPE=ELBOW,SKEY=ELSW |  | SW | 0.5 |  |  |  | mm | 26.67 | 0.75 | 51633.7929 | 2083.6022 | 309.6801 | 3000 |  | New |  | 0.24 | KG | [6 empty] | SHOP | RACK PRINCIPAL | 349126
ELL 90, SW, 3000#, B16.11, A105 | ASME B16.11 |  |  |  | ELL 90 SW | ELL 90 | B | 3/4" | 3/4"-FG-B-322-N |  | TYPE=ELBOW,SKEY=ELSW |  | SW | 0.5 |  |  |  | mm | 26.67 | 0.75 | 51633.7929 | 2083.6022 | 87.335 | 3000 |  | New |  | 0.24 | KG | [6 empty] | SHOP | RACK PRINCIPAL | 349127
ELL 90, SW, 3000#, B16.11, A105 | ASME B16.11 |  |  |  | ELL 90 SW | ELL 90 | B | 3/4" | 3/4"-FG-B-322-N |  | TYPE=ELBOW,SKEY=ELSW |  | SW | 0.5 |  |  |  | mm | 26.67 | 0.75 | 51313.6664 | 2083.6022 | 309.6801 | 3000 |  | New |  | 0.24 | KG | [6 empty] | SHOP | RACK PRINCIPAL | 349128
ELL 90, SW, 3000#, B16.11, A105 | ASME B16.11 |  |  |  | ELL 90 SW | ELL 90 | B | 3/4" | 3/4"-FG-B-322-N |  | TYPE=ELBOW,SKEY=ELSW |  | SW | 0.5 |  |  |  | mm | 26.67 | 0.75 | 59376.5683 | 11140.783 | 87.335 | 3000 |  | New |  | 0.24 | KG | [6 empty] | SHOP | RACK PRINCIPAL | 349129
ELL 90, SW, 3000#, B16.11, A105 | ASME B16.11 |  |  |  | ELL 90 SW | ELL 90 | B | 3/4" | 3/4"-FG-B-322-N |  | TYPE=ELBOW,SKEY=ELSW |  | SW | 0.5 |  |  |  | mm | 26.67 | 0.75 | 86159.497 | 11140.783 | 87.335 | 3000 |  | New |  | 0.24 | KG | [6 empty] | SHOP | RACK PRINCIPAL | 349130
ELL 90, SW, 3000#, B16.11, A105 | ASME B16.11 |  |  |  | ELL 90 SW | ELL 90 | B | 1 1/2" | 1 1/2"-FG-B-309-N |  | TYPE=ELBOW,SKEY=ELSW |  | SW | 0.5 |  |  |  | mm | 48.26 | 1.5 | 51100.1664 | 4251.1563 | 567.8005 | 3000 |  | New |  | 0.96 | KG | [6 empty] | SHOP | RACK PRINCIPAL | 349131
ELL 90, 3000#, NPT, B16.11, A-105 | ASME B16.11 |  |  |  | ELL 90, 1/2" ND, 3000 LB, FPT, ASME B16.11 | ELL 90 | A1A2 | 1/2" | 1/2"-IA-A1-902-N |  | TYPE=ELBOW,SKEY=ELSC |  | THDF | 13.556 |  |  |  | mm | 21.336 | 0.5 | 59456.5683 | 1979.6022 | 84.668 | 3000 |  | New |  | 0.19 | KG | [6 empty] | SHOP | RACK PRINCIPAL | 349132
ELL 90, SW, 3000#, B16.11, A105 | ASME B16.11 |  |  |  | ELL 90 SW | ELL 90 | B | 3/4" | 3/4"-FG-B-322-N |  | TYPE=ELBOW,SKEY=ELSW |  | SW | 0.5 |  |  |  | mm | 26.67 | 0.75 | 59376.5683 | 2083.6022 | 87.335 | 3000 |  | New |  | 0.24 | KG | [6 empty] | SHOP | RACK PRINCIPAL | 349133
ELL 90, 3000#, NPT, B16.11, A-105 | ASME B16.11 |  |  |  | ELL 90, 1/2" ND, 3000 LB, FPT, ASME B16.11 | ELL 90 | A1A2 | 1/2" | 1/2"-IA-A1-902-N |  | TYPE=ELBOW,SKEY=ELSC |  | THDF | 13.556 |  |  |  | mm | 21.336 | 0.5 | 51310.1394 | 1979.6022 | 295.2489 | 3000 |  | New |  | 0.19 | KG | [6 empty] | SHOP | RACK PRINCIPAL | 349134
ELL 90, 3000#, NPT, B16.11, A-105 | ASME B16.11 |  |  |  | ELL 90, 1/2" ND, 3000 LB, FPT, ASME B16.11 | ELL 90 | A1A2 | 1/2" | 1/2"-IA-A1-902-N |  | TYPE=ELBOW,SKEY=ELSC |  | THDF | 13.556 |  |  |  | mm | 21.336 | 0.5 | 51659.7041 | 1979.6022 | 295.2489 | 3000 |  | New |  | 0.19 | KG | [6 empty] | SHOP | RACK PRINCIPAL | 349135
ELL 90, 3000#, NPT, B16.11, A-105 | ASME B16.11 |  |  |  | ELL 90, 1/2" ND, 3000 LB, FPT, ASME B16.11 | ELL 90 | A1A2 | 1/2" | 1/2"-IA-A1-902-N |  | TYPE=ELBOW,SKEY=ELSC |  | THDF | 13.556 |  |  |  | mm | 21.336 | 0.5 | 51659.7041 | 1979.6022 | 84.668 | 3000 |  | New |  | 0.19 | KG | [6 empty] | SHOP | RACK PRINCIPAL | 349136
ELL 90, 3000#, NPT, B16.11, A-105 | ASME B16.11 |  |  |  | ELL 90, 1/2" ND, 3000 LB, FPT, ASME B16.11 | ELL 90 | A1A2 | 1/2" | 1/2"-IA-A1-902-N |  | TYPE=ELBOW,SKEY=ELSC |  | THDF | 13.556 |  |  |  | mm | 21.336 | 0.5 | 86239.497 | 11060.783 | 84.668 | 3000 |  | New |  | 0.19 | KG | [6 empty] | SHOP | RACK PRINCIPAL | 349137
ELL 90, 3000#, NPT, B16.11, A-105 | ASME B16.11 |  |  |  | ELL 90, 1/2" ND, 3000 LB, FPT, ASME B16.11 | ELL 90 | A1A2 | 1/2" | 1/2"-IA-A1-902-N |  | TYPE=ELBOW,SKEY=ELSC |  | THDF | 13.556 |  |  |  | mm | 21.336 | 0.5 | 59456.5683 | 11060.783 | 84.668 | 3000 |  | New |  | 0.19 | KG | [6 empty] | SHOP | RACK PRINCIPAL | 349138
ELL 45, SW, 3000#, B16.11, A105 | ASME B16.11 |  |  |  | ELL 45 SW | ELL 45 | B | 1" | 1"-LIH-B-447-N |  | TYPE=ELBOW,SKEY=ELSW |  | SW | 0.5 |  |  |  | mm | 33.401 | 1 | 83534.672 | 55721.3694 | 148.13 | 3000 |  | New |  | 0.34 | KG | [6 empty] | SHOP | RACK PRINCIPAL | 349139
ELL 90, SW, 3000#, B16.11, A105 | ASME B16.11 |  |  |  | ELL 90 SW | ELL 90 | D | 3/4" | 3/4"-QUI-D-704-N |  | TYPE=ELBOW,SKEY=ELSW |  | SW | 0.5 |  |  |  | mm | 26.67 | 0.75 | 49628.9955 | 1291.8869 | 637.335 | 3000 |  | New |  | 0.24 | KG | [6 empty] | SHOP | RACK PRINCIPAL | 349140
ELL 90, SW, 3000#, B16.11, A105 | ASME B16.11 |  |  |  | ELL 90 SW | ELL 90 | D | 3/4" | 3/4"-QUI-D-702-N |  | TYPE=ELBOW,SKEY=ELSW |  | SW | 0.5 |  |  |  | mm | 26.67 | 0.75 | 29963.5586 | 1379.8869 | 637.335 | 3000 |  | New |  | 0.24 | KG | [6 empty] | SHOP | RACK PRINCIPAL | 349141
ELL 90, SW, 3000#, B16.11, A105 | ASME B16.11 |  |  |  | ELL 90 SW | ELL 90 | D | 3/4" | 3/4"-QUI-D-704-N |  | TYPE=ELBOW,SKEY=ELSW |  | SW | 0.5 |  |  |  | mm | 26.67 | 0.75 | 29875.5586 | 1291.8869 | 637.335 | 3000 |  | New |  | 0.24 | KG | [6 empty] | SHOP | RACK PRINCIPAL | 349142
ELL 90, SW, 3000#, B16.11, A105 | ASME B16.11 |  |  |  | ELL 90 SW | ELL 90 | D | 3/4" | 3/4"-QUI-D-702-N |  | TYPE=ELBOW,SKEY=ELSW |  | SW | 0.5 |  |  |  | mm | 26.67 | 0.75 | 49540.9955 | 1379.8869 | 637.335 | 3000 |  | New |  | 0.24 | KG | [6 empty] | SHOP | RACK PRINCIPAL | 349143
ELL 90, 3000#, NPT, B16.11, A-105 | ASME B16.11 |  |  |  | ELL 90, 1/2" ND, 3000 LB, FPT, ASME B16.11 | ELL 90 | A1A2 | 1/2" | 1/2"-IA-A1-902-N |  | TYPE=ELBOW,SKEY=ELSC |  | THDF | 13.556 |  |  |  | mm | 21.336 | 0.5 | 86239.497 | 59572.1889 | 84.668 | 3000 |  | New |  | 0.19 | KG | [6 empty] | SHOP | RACK PRINCIPAL | 349146
ELL 45, SW, 3000#, B16.11, A105 | ASME B16.11 |  |  |  | ELL 45 SW | ELL 45 | B | 1" | 1"-PG-B-311-HT |  | TYPE=ELBOW,SKEY=ELSW |  | SW | 0.5 |  |  |  | mm | 33.401 | 1 | 48777.8651 | 2271.6022 | 140.7005 | 3000 |  | New |  | 0.34 | KG | [6 empty] | SHOP | RACK PRINCIPAL | 349147
ELL 90, SW, 3000#, B16.11, A105 | ASME B16.11 |  |  |  | ELL 90 SW | ELL 90 | B | 3/4" | 3/4"-FG-B-322-N |  | TYPE=ELBOW,SKEY=ELSW |  | SW | 0.5 |  |  |  | mm | 26.67 | 0.75 | 86365.8557 | 61391.5324 | 2552.1403 | 3000 |  | New |  | 0.24 | KG | [6 empty] | SHOP | RACK PRINCIPAL | 349148
ELL 90, 3000#, NPT, B16.11, A-105 | ASME B16.11 |  |  |  | ELL 90, 1/2" ND, 3000 LB, FPT, ASME B16.11 | ELL 90 | A1A2 | 1/2" | 1/2"-IA-A1-902-N |  | TYPE=ELBOW,SKEY=ELSC |  | THDF | 13.556 |  |  |  | mm | 21.336 | 0.5 | 86445.8605 | 61311.5324 | 2549.64 | 3000 |  | New |  | 0.19 | KG | [6 empty] | SHOP | RACK PRINCIPAL | 349149
ELL 90, 3000#, NPT, B16.11, A-105 | ASME B16.11 |  |  |  | ELL 90, 1/2" ND, 3000 LB, FPT, ASME B16.11 | ELL 90 | A1A2 | 1/2" | 1/2"-IA-A1-902-N |  | TYPE=ELBOW,SKEY=ELSC |  | THDF | 13.556 |  |  |  | mm | 21.336 | 0.5 | 86445.862 | 59572.1889 | 84.668 | 3000 |  | New |  | 0.19 | KG | [6 empty] | SHOP | RACK PRINCIPAL | 349150
ELL 90, SW, 3000#, B16.11, A105 | ASME B16.11 |  |  |  | ELL 90 SW | ELL 90 | B | 3/4" | 3/4"-FG-B-322-N |  | TYPE=ELBOW,SKEY=ELSW |  | SW | 0.5 |  |  |  | mm | 26.67 | 0.75 | 86365.8556 | 59649.522 | 2555.7695 | 3000 |  | New |  | 0.24 | KG | [6 empty] | SHOP | RACK PRINCIPAL | 349151
ELL 90, 3000#, NPT, B16.11, A-105 | ASME B16.11 |  |  |  | ELL 90, 1/2" ND, 3000 LB, FPT, ASME B16.11 | ELL 90 | A1A2 | 1/2" | 1/2"-IA-A1-902-N |  | TYPE=ELBOW,SKEY=ELSC |  | THDF | 13.556 |  |  |  | mm | 21.336 | 0.5 | 86445.8604 | 59650.1809 | 2553.1011 | 3000 |  | New |  | 0.19 | KG | [6 empty] | SHOP | RACK PRINCIPAL | 349152
ELL 90, 3000#, NPT, B16.11, A-105 | ASME B16.11 |  |  |  | ELL 90, 1/2" ND, 3000 LB, FPT, ASME B16.11 | ELL 90 | A1A2 | 1/2" | 1/2"-IA-A1-902-N |  | TYPE=ELBOW,SKEY=ELSC |  | THDF | 13.556 |  |  |  | mm | 21.336 | 0.5 | 86445.862 | 59650.1809 | 84.668 | 3000 |  | New |  | 0.19 | KG | [6 empty] | SHOP | RACK PRINCIPAL | 349153
ELL 90, SW, 3000#, B16.11, A105 | ASME B16.11 |  |  |  | ELL 90 SW | ELL 90 | B | 3/4" | 3/4"-FG-B-322-N |  | TYPE=ELBOW,SKEY=ELSW |  | SW | 0.5 |  |  |  | mm | 26.67 | 0.75 | 86159.497 | 59649.5219 | 87.335 | 3000 |  | New |  | 0.24 | KG | [6 empty] | SHOP | RACK PRINCIPAL | 349154
ELL 90, SW, 3000#, B16.11, A105 | ASME B16.11 |  |  |  | ELL 90 SW | ELL 90 | B | 3/4" | 3/4"-FG-B-322-N |  | TYPE=ELBOW,SKEY=ELSW |  | SW | 0.5 |  |  |  | mm | 26.67 | 0.75 | 86365.8556 | 59649.5219 | 87.335 | 3000 |  | New |  | 0.24 | KG | [6 empty] | SHOP | RACK PRINCIPAL | 349155
ELL 90, SW, 3000#, B16.11, A105 | ASME B16.11 |  |  |  | ELL 90 SW | ELL 90 | B | 1/2" | 1/2"-MUL-E-010-N |  | TYPE=ELBOW,SKEY=ELSW |  | SW | 0.38 |  |  |  | mm | 21.336 | 0.5 | 16992.0832 | 1401.8013 | 2151.0432 | 3000 |  | New |  | 0.15 | KG | [6 empty] | SHOP | RACK PRINCIPAL | 349162
ELL 90 LR, BW, SCH 160, B16.9, A234 WPB | ASME B16.9 |  |  |  | ELL 90 LR | ELL 90 LR | E | 2" | 3"-MUL-E-005-N |  | TYPE=ELBOW,SKEY=ELBW |  | BV | 0 |  |  |  | mm | 60.325 | 2 | 21400.3672 | 4499.5766 | 759.8131 |  |  | New |  | 1.5 | KG | [6 empty] | SHOP | RACK PRINCIPAL | 349163
ELL 90 LR, BW, SCH 160, B16.9, A234 WPB | ASME B16.9 |  |  |  | ELL 90 LR | ELL 90 LR | E | 2" | 3"-MUL-E-005-N |  | TYPE=ELBOW,SKEY=ELBW |  | BV | 0 |  |  |  | mm | 60.325 | 2 | 21400.3672 | 3456.243 | 759.8131 |  |  | New |  | 1.5 | KG | [6 empty] | SHOP | RACK PRINCIPAL | 349164
ELL 90 LR, BW, SCH 160, B16.9, A234 WPB | ASME B16.9 |  |  |  | ELL 90 LR | ELL 90 LR | E | 3" | 3"-MUL-E-005-N |  | TYPE=ELBOW,SKEY=ELBW |  | BV | 0 |  |  |  | mm | 88.9 | 3 | 21782.7672 | 2534.6502 | 759.8131 |  |  | New |  | 4 | KG | [6 empty] | SHOP | RACK PRINCIPAL | 349165
ELL 90 LR, BW, SCH 80, B16.9, A234 WPB | ASME B16.9 |  |  |  | ELL 90 LR | ELL 90 LR | D | 3" | 3"-MUL-D-009-N |  | TYPE=ELBOW,SKEY=ELBW |  | BV | 0 |  |  |  | mm | 88.9 | 3 | 24828.8296 | 5598.0849 | 759.8131 |  |  | New |  | 2.75 | KG | [6 empty] | SHOP | RACK PRINCIPAL | 349166
ELL 90 LR, BW, SCH 80, B16.9, A234 WPB | ASME B16.9 |  |  |  | ELL 90 LR | ELL 90 LR | D | 3" | 3"-MUL-D-009-N |  | TYPE=ELBOW,SKEY=ELBW |  | BV | 0 |  |  |  | mm | 88.9 | 3 | 24828.8296 | 1581.6022 | 759.8131 |  |  | New |  | 2.75 | KG | [6 empty] | SHOP | RACK PRINCIPAL | 349167
ELL 90 LR, BW, SCH 80, B16.9, A234 WPB | ASME B16.9 |  |  |  | ELL 90 LR | ELL 90 LR | D | 3" | 3"-MUL-D-008-N |  | TYPE=ELBOW,SKEY=ELBW |  | BV | 0 |  |  |  | mm | 88.9 | 3 | 22028.8297 | 5598.0849 | 759.8131 |  |  | New |  | 2.75 | KG | [6 empty] | SHOP | RACK PRINCIPAL | 349168
ELL 45 LR, BW, SCH 80, B16.9, A234 WPB | ASME B16.9 |  |  |  | ELL 45 BW | ELL 45 LR | D | 3" | 3"-MUL-D-009-N |  | TYPE=ELBOW,SKEY=ELBW |  | BV | 0 |  |  |  | mm | 88.9 | 3 | 24828.8296 | 5881.9224 | 1043.9756 |  |  | New |  | 1.37 | KG | [6 empty] | SHOP | RACK PRINCIPAL | 349169
ELL 45 LR, BW, SCH 80, B16.9, A234 WPB | ASME B16.9 |  |  |  | ELL 45 BW | ELL 45 LR | D | 3" | 3"-MUL-D-008-N |  | TYPE=ELBOW,SKEY=ELBW |  | BV | 0 |  |  |  | mm | 88.9 | 3 | 22028.8297 | 5881.9224 | 1043.9756 |  |  | New |  | 1.37 | KG | [6 empty] | SHOP | RACK PRINCIPAL | 349170
ELL 90 LR, BW, SCH 80, B16.9, A234 WPB | ASME B16.9 |  |  |  | ELL 90 LR | ELL 90 LR | D | 3" | 3"-MUL-D-008-N |  | TYPE=ELBOW,SKEY=ELBW |  | BV | 0 |  |  |  | mm | 88.9 | 3 | 22028.8297 | 1800.6022 | 759.8131 |  |  | New |  | 2.75 | KG | [6 empty] | SHOP | RACK PRINCIPAL | 349171
ELL 90 LR, BW, SCH 40, B16.9, A234 WPB | ASME B16.9 |  |  |  | ELL 90 LR | ELL 90 LR | B | 3" | 3"-PRW-A2-203-N |  | TYPE=ELBOW,SKEY=ELBW |  | BV | 0 |  |  |  | mm | 88.9 | 3 | 83390.672 | 43053.5311 | 824 |  |  | New |  | 2.03 | KG | [6 empty] | SHOP | RACK PRINCIPAL | 349173
ELL 45 LR, BW, SCH 40, B16.9, A234 WPB | ASME B16.9 |  |  |  | ELL 45 BW | ELL 45 LR | B | 6" | 6"-FH-B-325-N |  | TYPE=ELBOW,SKEY=ELBW |  | BV | 0 |  |  |  | mm | 168.275 | 6 | 178966.984 | 61186.5375 | 2815.8919 |  |  | New |  | 5.1 | KG | [6 empty] | SHOP | RACK PRINCIPAL | 349175
ELL 45, SW, 3000#, B16.11, A105 | ASME B16.11 |  |  |  | ELL 45 SW | ELL 45 | B | 3/4" | 3/4"-FG-B-322-N |  | TYPE=ELBOW,SKEY=ELSW |  | SW | 0.5 |  |  |  | mm | 26.67 | 0.75 | 178822.2206 | 61391.5324 | 2744.7577 | 3000 |  | New |  | 0.21 | KG | [6 empty] | SHOP | RACK PRINCIPAL | 349176
ELL 45, 3000#, NPT, B16.11, A-105 | ASME B16.11 |  |  |  | ELL 45, 1/2" ND, 3000 LB, FPT, ASME B16.11 | ELL 45 | A1A2 | 1/2" | 1/2"-IA-A1-902-N |  | TYPE=ELBOW,SKEY=ELSC |  | THDF | 13.556 |  |  |  | mm | 21.336 | 0.5 | 178827.1943 | 61311.5324 | 2742.1011 | 3000 |  | New |  | 0.25 | KG | [6 empty] | SHOP | RACK PRINCIPAL | 349177
ELL 90, 3000#, NPT, B16.11, A-105 | ASME B16.11 |  |  |  | ELL 90, 1/2" ND, 3000 LB, FPT, ASME B16.11 | ELL 90 | A1A2 | 1/2" | 1/2"-IA-A1-902-N |  | TYPE=ELBOW,SKEY=ELSC |  | THDF | 13.556 |  |  |  | mm | 21.336 | 0.5 | 197297.2324 | 79781.6368 | 463.5768 | 3000 |  | New |  | 0.19 | KG | [6 empty] | SHOP | RACK PRINCIPAL | 349178
ELL 90, 3000#, NPT, B16.11, A-105 | ASME B16.11 |  |  |  | ELL 90, 1/2" ND, 3000 LB, FPT, ASME B16.11 | ELL 90 | A1A2 | 1/2" | 1/2"-IA-A1-902-N |  | TYPE=ELBOW,SKEY=ELSC |  | THDF | 13.556 |  |  |  | mm | 21.336 | 0.5 | 197293.7956 | 79778.2001 | 2796.5089 | 3000 |  | New |  | 0.19 | KG | [6 empty] | SHOP | RACK PRINCIPAL | 349179
ELL 90, 3000#, NPT, B16.11, A-105 | ASME B16.11 |  |  |  | ELL 90, 3/4" ND, 3000 LB, FPT, ASME B16.11 | ELL 90 | A1A2 | 3/4" | 3/4"-FG-B-322-N |  | TYPE=ELBOW,SKEY=ELSC |  | THDF | 13.8608 |  |  |  | mm | 26.67 | 0.75 | 197251.8924 | 79821.2705 | 466.3831 | 3000 |  | New |  | 0.3 | KG | [6 empty] | SHOP | RACK PRINCIPAL | 349180
ELL 90, SW, 3000#, B16.11, A105 | ASME B16.11 |  |  |  | ELL 90 SW | ELL 90 | B | 3/4" | 3/4"-FG-B-324-N |  | TYPE=ELBOW,SKEY=ELSW |  | SW | 0.5 |  |  |  | mm | 26.67 | 0.75 | 199005.1276 | 81493.7151 | 2804.5237 | 3000 |  | New |  | 0.24 | KG | [6 empty] | SHOP | RACK PRINCIPAL | 349181
ELL 90, 3000#, NPT, B16.11, A-105 | ASME B16.11 |  |  |  | ELL 90, 3/4" ND, 3000 LB, FPT, ASME B16.11 | ELL 90 | A1A2 | 3/4" | 3/4"-FG-B-322-N |  | TYPE=ELBOW,SKEY=ELSC |  | THDF | 13.8608 |  |  |  | mm | 26.67 | 0.75 | 197251.305 | 79820.683 | 2799.055 | 3000 |  | New |  | 0.3 | KG | [6 empty] | SHOP | RACK PRINCIPAL | 349182
ELL 90, SW, 3000#, B16.11, A105 | ASME B16.11 |  |  |  | ELL 90 SW | ELL 90 | B | 3/4" | 3/4"-FG-B-324-N |  | TYPE=ELBOW,SKEY=ELSW |  | SW | 0.5 |  |  |  | mm | 26.67 | 0.75 | 199008.5849 | 81497.1413 | 468.1763 | 3000 |  | New |  | 0.24 | KG | [6 empty] | SHOP | RACK PRINCIPAL | 349183
ELL 90, SW, 3000#, B16.11, A105 | ASME B16.11 |  |  |  | ELL 90 SW | ELL 90 | B | 3/4" | 3/4"-FG-B-323-N |  | TYPE=ELBOW,SKEY=ELSW |  | SW | 0.5 |  |  |  | mm | 26.67 | 0.75 | 197785.0519 | 80273.6146 | 2801.2653 | 3000 |  | New |  | 0.24 | KG | [6 empty] | SHOP | RACK PRINCIPAL | 349184
ELL 90, SW, 3000#, B16.11, A105 | ASME B16.11 |  |  |  | ELL 90 SW | ELL 90 | B | 3/4" | 3/4"-FG-B-323-N |  | TYPE=ELBOW,SKEY=ELSW |  | SW | 0.5 |  |  |  | mm | 26.67 | 0.75 | 197722.7477 | 80335.9188 | 2801.2653 | 3000 |  | New |  | 0.24 | KG | [6 empty] | SHOP | RACK PRINCIPAL | 349185
ELL 90 LR, BW, SCH 40, B16.9, A234 WPB | ASME B16.9 |  |  |  | ELL 90 LR | ELL 90 LR | B | 6" | 6"-FH-B-325-N |  | TYPE=ELBOW,SKEY=ELBW |  | BV | 0 |  |  |  | mm | 168.275 | 6 | 56116.6122 | 9378.5943 | 2454.1004 |  |  | New |  | 10.2 | KG | [6 empty] | SHOP | RACK PRINCIPAL | 349186
ELL 90 LR, BW, SCH 40, B16.9, A234 WPB | ASME B16.9 |  |  |  | ELL 90 LR | ELL 90 LR | B | 2" | 3/4"-FG-B-322-N |  | TYPE=ELBOW,SKEY=ELBW |  | BV | 0 |  |  |  | mm | 60.325 | 2 | 56116.6122 | 8916.5943 | 417.2996 |  |  | New |  | 0.65 | KG | [6 empty] | SHOP | RACK PRINCIPAL | 349187
ELL 90 LR, BW, SCH 40, B16.9, A234 WPB | ASME B16.9 |  |  |  | ELL 90 LR | ELL 90 LR | B | 2" | 2"-LIH-B-413-N |  | TYPE=ELBOW,SKEY=ELBW |  | BV | 0 |  |  |  | mm | 60.325 | 2 | 56116.6122 | 8616.5943 | 64.3 |  |  | New |  | 0.65 | KG | [6 empty] | SHOP | RACK PRINCIPAL | 349188
ELL 90, SW, 3000#, B16.11, A105 | ASME B16.11 |  |  |  | ELL 90 SW | ELL 90 | B | 1/2" | 3"-LIH-B-440-N |  | TYPE=ELBOW,SKEY=ELSW |  | SW | 0.38 |  |  |  | mm | 21.336 | 0.5 | 82260.6817 | 59838.388 | 68.002 | 3000 |  | New |  | 0.15 | KG | [6 empty] | SHOP | RACK PRINCIPAL | 349190
ELL 90, SW, 3000#, B16.11, A105 | ASME B16.11 |  |  |  | ELL 90 SW | ELL 90 | B | 1/2" | 3"-LIH-B-439-N |  | TYPE=ELBOW,SKEY=ELSW |  | SW | 0.38 |  |  |  | mm | 21.336 | 0.5 | 82260.6817 | 60838.388 | 68.002 | 3000 |  | New |  | 0.15 | KG | [6 empty] | SHOP | RACK PRINCIPAL | 349191
ELL 45, SW, 3000#, B16.11, A105 | ASME B16.11 |  |  |  | ELL 45 SW | ELL 45 | B | 1" | 1"-LIH-B-447-N |  | TYPE=ELBOW,SKEY=ELSW |  | SW | 0.5 |  |  |  | mm | 33.401 | 1 | 83534.672 | 56798.2009 | 600.8505 | 3000 |  | New |  | 0.34 | KG | [6 empty] | SHOP | RACK PRINCIPAL | 349192
ELL 45 LR, BW, SCH 40, B16.9, A234 WPB | ASME B16.9 |  |  |  | ELL 45 BW | ELL 45 LR | B | 3" | 3"-LIH-B-426-N |  | TYPE=ELBOW,SKEY=ELBW |  | BV | 0 |  |  |  | mm | 88.9 | 3 | 83390.672 | 56934.2009 | 628.6 |  |  | New |  | 1.02 | KG | [6 empty] | SHOP | RACK PRINCIPAL | 349193
ELL 45, SW, 3000#, B16.11, A105 | ASME B16.11 |  |  |  | ELL 45 SW | ELL 45 | B | 1" | 1"-LIH-B-447-N |  | TYPE=ELBOW,SKEY=ELSW |  | SW | 0.5 |  |  |  | mm | 33.401 | 1 | 83534.672 | 56174.0899 | 600.8505 | 3000 |  | New |  | 0.34 | KG | [6 empty] | SHOP | RACK PRINCIPAL | 349194
ELL 45 LR, BW, SCH 40, B16.9, A234 WPB | ASME B16.9 |  |  |  | ELL 45 BW | ELL 45 LR | B | 2" | 2"-LIH-B-449-N |  | TYPE=ELBOW,SKEY=ELBW |  | BV | 0 |  |  |  | mm | 60.325 | 2 | 82444.6931 | 61084.0815 | 603.747 |  |  | New |  | 0.32 | KG | [6 empty] | SHOP | RACK PRINCIPAL | 349195
ELL 90 LR, BW, SCH 160, B16.9, A234 WPB | ASME B16.9 |  |  |  | ELL 90 LR | ELL 90 LR | E | 4" | 4"-MUL-K-001-N |  | TYPE=ELBOW,SKEY=ELBW |  | BV | 0 |  |  |  | mm | 114.3 | 4 | 40091.447 | 59254.4938 | 1014 |  |  | New |  | 9 | KG | [6 empty] | SHOP | RACK PRINCIPAL | 349206
ELL 90 LR, BW, SCH 160, B16.9, A234 WPB | ASME B16.9 |  |  |  | ELL 90 LR | ELL 90 LR | E | 4" | 4"-MUL-K-001-N |  | TYPE=ELBOW,SKEY=ELBW |  | BV | 0 |  |  |  | mm | 114.3 | 4 | 40091.447 | 59254.4938 | -1357.15 |  |  | New |  | 9 | KG | [6 empty] | SHOP | RACK PRINCIPAL | 349207
ELL 90, SW, 3000#, B16.11, A105 | ASME B16.11 |  |  |  | ELL 90 SW | ELL 90 | B | 1" | 1"-R-B-615-N |  | TYPE=ELBOW,SKEY=ELSW |  | SW | 0.5 |  |  |  | mm | 33.401 | 1 | 29389.6728 | 1401.8013 | 2180.8848 | 3000 |  | New |  | 0.38 | KG | [6 empty] | SHOP | RACK PRINCIPAL | 349208
ELL 90, SW, 3000#, B16.11, A105 | ASME B16.11 |  |  |  | ELL 90 SW | ELL 90 | B | 1/2" | 1/2"-LIH-B-405-HT |  | TYPE=ELBOW,SKEY=ELSW |  | SW | 0.38 |  |  |  | mm | 21.336 | 0.5 | 49076.2349 | 2181.6022 | 350.416 | 3000 |  | New |  | 0.15 | KG | [6 empty] | SHOP | RACK PRINCIPAL | 349209
ELL 45, SW, 3000#, B16.11, A105 | ASME B16.11 |  |  |  | ELL 45 SW | ELL 45 | B | 1/2" | 1/2"-LIH-B-405-HT |  | TYPE=ELBOW,SKEY=ELSW |  | SW | 0.38 |  |  |  | mm | 21.336 | 0.5 | 49076.2349 | 3907.305 | 350.416 | 3000 |  | New |  | 0.13 | KG | [6 empty] | SHOP | RACK PRINCIPAL | 349210
ELL 45, SW, 3000#, B16.11, A105 | ASME B16.11 |  |  |  | ELL 45 SW | ELL 45 | B | 1" | 1"-DO-B-505-N |  | TYPE=ELBOW,SKEY=ELSW |  | SW | 0.5 |  |  |  | mm | 33.401 | 1 | 49171.9992 | 4105.1126 | 164.5756 | 3000 |  | New |  | 0.34 | KG | [6 empty] | SHOP | RACK PRINCIPAL | 349211
ELL 45, SW, 3000#, B16.11, A105 | ASME B16.11 |  |  |  | ELL 45 SW | ELL 45 | B | 1/2" | 1/2"-LIH-B-405-HT |  | TYPE=ELBOW,SKEY=ELSW |  | SW | 0.38 |  |  |  | mm | 21.336 | 0.5 | 49075.9931 | 4094.3826 | 164.5756 | 3000 |  | New |  | 0.13 | KG | [6 empty] | SHOP | RACK PRINCIPAL | 349212
ELL 45, SW, 3000#, B16.11, A105 | ASME B16.11 |  |  |  | ELL 45 SW | ELL 45 | B | 1" | 1"-DO-B-505-N |  | TYPE=ELBOW,SKEY=ELSW |  | SW | 0.5 |  |  |  | mm | 33.401 | 1 | 49171.9992 | 3913.2397 | 356.4485 | 3000 |  | New |  | 0.34 | KG | [6 empty] | SHOP | RACK PRINCIPAL | 349213
ELL 90, SW, 3000#, B16.11, A105 | ASME B16.11 |  |  |  | ELL 90 SW | ELL 90 | B | 1" | 1"-DO-B-505-N |  | TYPE=ELBOW,SKEY=ELSW |  | SW | 0.5 |  |  |  | mm | 33.401 | 1 | 49171.9992 | 2187.47 | 356.4485 | 3000 |  | New |  | 0.38 | KG | [6 empty] | SHOP | RACK PRINCIPAL | 349214
ELL 45, 3000#, NPT, B16.11, A-105 | ASME B16.11 |  |  |  | ELL 45, 1/2" ND, 3000 LB, FPT, ASME B16.11 | ELL 45 | A1A2 | 1/2" | 1/2"-PRW-A2-205-N |  | TYPE=ELBOW,SKEY=ELSC |  | THDF | 13.556 |  |  |  | mm | 21.336 | 0.5 | 49261.9992 | 4099.8452 | 158.5431 | 3000 |  | New |  | 0.25 | KG | [6 empty] | SHOP | RACK PRINCIPAL | 349215
ELL 90, 3000#, NPT, B16.11, A-105 | ASME B16.11 |  |  |  | ELL 90, 1/2" ND, 3000 LB, FPT, ASME B16.11 | ELL 90 | A1A2 | 1/2" | 1/2"-PRW-A2-205-N |  | TYPE=ELBOW,SKEY=ELSC |  | THDF | 13.556 |  |  |  | mm | 21.336 | 0.5 | 49261.9992 | 2277.47 | 350.416 | 3000 |  | New |  | 0.19 | KG | [6 empty] | SHOP | RACK PRINCIPAL | 349216
ELL 90, 3000#, NPT, B16.11, A-105 | ASME B16.11 |  |  |  | ELL 90, 1/2" ND, 3000 LB, FPT, ASME B16.11 | ELL 90 | A1A2 | 1/2" | 1/2"-PRW-A2-205-N |  | TYPE=ELBOW,SKEY=ELSC |  | THDF | 13.556 |  |  |  | mm | 21.336 | 0.5 | 49261.9992 | 2277.47 | 134.668 | 3000 |  | New |  | 0.19 | KG | [6 empty] | SHOP | RACK PRINCIPAL | 349217
ELL 45, 3000#, NPT, B16.11, A-105 | ASME B16.11 |  |  |  | ELL 45, 1/2" ND, 3000 LB, FPT, ASME B16.11 | ELL 45 | A1A2 | 1/2" | 1/2"-PRW-A2-205-N |  | TYPE=ELBOW,SKEY=ELSC |  | THDF | 13.556 |  |  |  | mm | 21.336 | 0.5 | 49261.9992 | 3907.9724 | 350.416 | 3000 |  | New |  | 0.25 | KG | [6 empty] | SHOP | RACK PRINCIPAL | 349218
ELL 45, SW, 3000#, B16.11, A105 | ASME B16.11 |  |  |  | ELL 45 SW | ELL 45 | B | 1" | 1"-LIH-B-412-N |  | TYPE=ELBOW,SKEY=ELSW |  | SW | 0.5 |  |  |  | mm | 33.401 | 1 | 49351.9917 | 3922.6083 | 350.416 | 3000 |  | New |  | 0.34 | KG | [6 empty] | SHOP | RACK PRINCIPAL | 349219
ELL 45, SW, 3000#, B16.11, A105 | ASME B16.11 |  |  |  | ELL 45 SW | ELL 45 | B | 1" | 1"-LIH-B-412-N |  | TYPE=ELBOW,SKEY=ELSW |  | SW | 0.5 |  |  |  | mm | 33.401 | 1 | 49351.9917 | 4114.4811 | 158.5431 | 3000 |  | New |  | 0.34 | KG | [6 empty] | SHOP | RACK PRINCIPAL | 349220
ELL 90, SW, 3000#, B16.11, A105 | ASME B16.11 |  |  |  | ELL 90 SW | ELL 90 | B | 1" | 1"-LIH-B-412-N |  | TYPE=ELBOW,SKEY=ELSW |  | SW | 0.5 |  |  |  | mm | 33.401 | 1 | 49351.9917 | 2375.47 | 350.416 | 3000 |  | New |  | 0.38 | KG | [6 empty] | SHOP | RACK PRINCIPAL | 349221
ELL 45, SW, 3000#, B16.11, A105 | ASME B16.11 |  |  |  | ELL 45 SW | ELL 45 | B | 1" | 1"-PG-B-311-HT |  | TYPE=ELBOW,SKEY=ELSW |  | SW | 0.5 |  |  |  | mm | 33.401 | 1 | 49447.9955 | 4105.1126 | 164.5756 | 3000 |  | New |  | 0.34 | KG | [6 empty] | SHOP | RACK PRINCIPAL | 349222
ELL 90, SW, 3000#, B16.11, A105 | ASME B16.11 |  |  |  | ELL 90 SW | ELL 90 | B | 1" | 1"-PG-B-311-HT |  | TYPE=ELBOW,SKEY=ELSW |  | SW | 0.5 |  |  |  | mm | 33.401 | 1 | 49447.9955 | 3167.6441 | 356.4485 | 3000 |  | New |  | 0.38 | KG | [6 empty] | SHOP | RACK PRINCIPAL | 349223
ELL 45, SW, 3000#, B16.11, A105 | ASME B16.11 |  |  |  | ELL 45 SW | ELL 45 | B | 1" | 1"-PG-B-311-HT |  | TYPE=ELBOW,SKEY=ELSW |  | SW | 0.5 |  |  |  | mm | 33.401 | 1 | 49447.9955 | 3913.2397 | 356.4485 | 3000 |  | New |  | 0.34 | KG | [6 empty] | SHOP | RACK PRINCIPAL | 349224
ELL 45, SW, 3000#, B16.11, A105 | ASME B16.11 |  |  |  | ELL 45 SW | ELL 45 | D | 3/4" | 3/4"-QUI-D-702-N |  | TYPE=ELBOW,SKEY=ELSW |  | SW | 0.5 |  |  |  | mm | 26.67 | 0.75 | 49540.9955 | 3912.2149 | 353.083 | 3000 |  | New |  | 0.21 | KG | [6 empty] | SHOP | RACK PRINCIPAL | 349225
ELL 45, SW, 3000#, B16.11, A105 | ASME B16.11 |  |  |  | ELL 45 SW | ELL 45 | D | 3/4" | 3/4"-QUI-D-702-N |  | TYPE=ELBOW,SKEY=ELSW |  | SW | 0.5 |  |  |  | mm | 26.67 | 0.75 | 49540.9955 | 4104.0877 | 161.2101 | 3000 |  | New |  | 0.21 | KG | [6 empty] | SHOP | RACK PRINCIPAL | 349226
ELL 90, SW, 3000#, B16.11, A105 | ASME B16.11 |  |  |  | ELL 90 SW | ELL 90 | D | 3/4" | 3/4"-QUI-D-702-N |  | TYPE=ELBOW,SKEY=ELSW |  | SW | 0.5 |  |  |  | mm | 26.67 | 0.75 | 49540.9955 | 3167.6441 | 353.083 | 3000 |  | New |  | 0.24 | KG | [6 empty] | SHOP | RACK PRINCIPAL | 349227
ELL 90, SW, 3000#, B16.11, A105 | ASME B16.11 |  |  |  | ELL 90 SW | ELL 90 | D | 3/4" | 3/4"-QUI-D-704-N |  | TYPE=ELBOW,SKEY=ELSW |  | SW | 0.5 |  |  |  | mm | 26.67 | 0.75 | 49628.9955 | 3167.6441 | 353.083 | 3000 |  | New |  | 0.24 | KG | [6 empty] | SHOP | RACK PRINCIPAL | 349228
ELL 90, SW, 3000#, B16.11, A105 | ASME B16.11 |  |  |  | ELL 90 SW | ELL 90 | D | 3/4" | 3/4"-QUI-D-704-N |  | TYPE=ELBOW,SKEY=ELSW |  | SW | 0.5 |  |  |  | mm | 26.67 | 0.75 | 49628.9955 | 3167.6441 | 637.335 | 3000 |  | New |  | 0.24 | KG | [6 empty] | SHOP | RACK PRINCIPAL | 349229
ELL 45, SW, 3000#, B16.11, A105 | ASME B16.11 |  |  |  | ELL 45 SW | ELL 45 | D | 3/4" | 3/4"-QUI-D-704-N |  | TYPE=ELBOW,SKEY=ELSW |  | SW | 0.5 |  |  |  | mm | 26.67 | 0.75 | 49628.9955 | 3912.2149 | 353.083 | 3000 |  | New |  | 0.21 | KG | [6 empty] | SHOP | RACK PRINCIPAL | 349230
ELL 45, SW, 3000#, B16.11, A105 | ASME B16.11 |  |  |  | ELL 45 SW | ELL 45 | D | 3/4" | 3/4"-QUI-D-704-N |  | TYPE=ELBOW,SKEY=ELSW |  | SW | 0.5 |  |  |  | mm | 26.67 | 0.75 | 49628.9955 | 4104.0877 | 161.2101 | 3000 |  | New |  | 0.21 | KG | [6 empty] | SHOP | RACK PRINCIPAL | 349231
ELL 90, SW, 3000#, B16.11, A105 | ASME B16.11 |  |  |  | ELL 90 SW | ELL 90 | D | 3/4" | 3/4"-QUI-D-702-N |  | TYPE=ELBOW,SKEY=ELSW |  | SW | 0.5 |  |  |  | mm | 26.67 | 0.75 | 49540.9955 | 3167.6441 | 637.335 | 3000 |  | New |  | 0.24 | KG | [6 empty] | SHOP | RACK PRINCIPAL | 349232
ELL 90 LR, BW, SCH 80, B16.9, A234 WPB | ASME B16.9 |  |  |  | ELL 90 LR | ELL 90 LR | D | 3" | 3"-MUL-D-013-N |  | TYPE=ELBOW,SKEY=ELBW |  | BV | 0 |  |  |  | mm | 88.9 | 3 | 49158.5254 | 4198.8638 | 1042.3789 |  |  | New |  | 2.75 | KG | [6 empty] | SHOP | RACK PRINCIPAL | 349235
ELL 90 LR, BW, SCH 80, B16.9, A234 WPB | ASME B16.9 |  |  |  | ELL 90 LR | ELL 90 LR | D | 3" | 3"-MUL-D-015-N |  | TYPE=ELBOW,SKEY=ELBW |  | BV | 0 |  |  |  | mm | 88.9 | 3 | 49445.8804 | 4203.7149 | 2333.3962 |  |  | New |  | 2.75 | KG | [6 empty] | SHOP | RACK PRINCIPAL | 349236
ELL 90 LR, BW, SCH 80, B16.9, A234 WPB | ASME B16.9 |  |  |  | ELL 90 LR | ELL 90 LR | D | 3" | 3"-MUL-D-015-N |  | TYPE=ELBOW,SKEY=ELBW |  | BV | 0 |  |  |  | mm | 88.9 | 3 | 49445.8804 | 4203.7149 | 1042.3789 |  |  | New |  | 2.75 | KG | [6 empty] | SHOP | RACK PRINCIPAL | 349237
ELL 90 LR, BW, SCH 80, B16.9, A234 WPB | ASME B16.9 |  |  |  | ELL 90 LR | ELL 90 LR | D | 3" | 3"-MUL-D-013-N |  | TYPE=ELBOW,SKEY=ELBW |  | BV | 0 |  |  |  | mm | 88.9 | 3 | 49158.5254 | 4204.185 | 2333.3962 |  |  | New |  | 2.75 | KG | [6 empty] | SHOP | RACK PRINCIPAL | 349238
ELL 90 LR, BW, SCH 40, B16.9, A234 WPB | ASME B16.9 |  |  |  | ELL 90 LR | ELL 90 LR | B | 6" | 6"-R-B-617-N |  | TYPE=ELBOW,SKEY=ELBW |  | BV | 0 |  |  |  | mm | 168.275 | 6 | 48944.0883 | 1401.8013 | 3125.1411 |  |  | New |  | 10.2 | KG | [6 empty] | SHOP | RACK PRINCIPAL | 349239
ELL 45 LR, BW, SCH 80, B16.9, A234 WPB | ASME B16.9 |  |  |  | ELL 45 BW | ELL 45 LR | D | 4" | 4"-PG-D-314-N |  | TYPE=ELBOW,SKEY=ELBW |  | BV | 0 |  |  |  | mm | 114.3 | 4 | 50125.95 | 2674.5562 | 1055.104 |  |  | New |  | 2.7 | KG | [6 empty] | SHOP | RACK PRINCIPAL | 349242
FLANGE WN, #150, RF, SCH 40, B16.5, A105 | ASME B16.5 |  |  |  | FLANGE WN | FLANGE WN | B | 3" | 3"-LIH-B-426-N |  | TYPE=FLANGE,SKEY=FLWN |  | FL |  | RF |  |  | mm | 88.9 | 3 | 83390.672 | 38335.33 | 168.45 | 150 |  | New |  | 4.97 | KG | [6 empty] | SHOP | RACK PRINCIPAL | 349243 |  | 0.94
FLANGE WN, #150, RF, SCH 40, B16.5, A105 | ASME B16.5 |  |  |  | FLANGE WN | FLANGE WN | B | 2" | 2"-LIH-B-428-N |  | TYPE=FLANGE,SKEY=FLWN |  | FL |  | RF |  |  | mm | 60.325 | 2 | 81516.5158 | 60084.0815 | 603.747 | 150 |  | New |  | 2.55 | KG | [6 empty] | SHOP | RACK PRINCIPAL | 349244 |  | 0.75
FLANGE WN, #150, RF, SCH 40, B16.5, A105 | ASME B16.5 |  |  |  | FLANGE WN | FLANGE WN | B | 2" | 2"-LIH-B-449-N |  | TYPE=FLANGE,SKEY=FLWN |  | FL |  | RF |  |  | mm | 60.325 | 2 | 81904.7167 | 61084.0815 | 603.747 | 150 |  | New |  | 2.55 | KG | [6 empty] | SHOP | RACK PRINCIPAL | 349245 |  | 0.75
FLANGE WN, #150, RF, SCH 40, B16.5, A105 | ASME B16.5 |  |  |  | FLANGE WN | FLANGE WN | B | 2" | 2"-LIH-B-431-N |  | TYPE=FLANGE,SKEY=FLWN |  | FL |  | RF |  |  | mm | 60.325 | 2 | 80851.5294 | 60734.0815 | 150.8505 | 150 |  | New |  | 2.55 | KG | [6 empty] | SHOP | RACK PRINCIPAL | 349246 |  | 0.75
FLANGE WN, #150, RF, SCH 40, B16.5, A105 | ASME B16.5 |  |  |  | FLANGE WN | FLANGE WN | B | 2" | 2"-LIH-B-449-N |  | TYPE=FLANGE,SKEY=FLWN |  | FL |  | RF |  |  | mm | 60.325 | 2 | 81516.5158 | 61084.0815 | 603.747 | 150 |  | New |  | 2.55 | KG | [6 empty] | SHOP | RACK PRINCIPAL | 349247 |  | 0.75
FLANGE WN, #150, RF, SCH 40, B16.5, A105 | ASME B16.5 |  |  |  | FLANGE WN | FLANGE WN | B | 2" | 2"-LIH-B-431-N |  | TYPE=FLANGE,SKEY=FLWN |  | FL |  | RF |  |  | mm | 60.325 | 2 | 80978.5294 | 61411.0815 | 150.8505 | 150 |  | New |  | 2.55 | KG | [6 empty] | SHOP | RACK PRINCIPAL | 349248 |  | 0.75
FLANGE WN, #150, RF, SCH 40, B16.5, A105 | ASME B16.5 |  |  |  | FLANGE WN | FLANGE WN | B | 3" | 3"-LIH-B-439-N |  | TYPE=FLANGE,SKEY=FLWN |  | FL |  | RF |  |  | mm | 88.9 | 3 | 81492.232 | 60838.388 | 178.6 | 150 |  | New |  | 4.97 | KG | [6 empty] | SHOP | RACK PRINCIPAL | 349249 |  | 0.94
FLANGE WN, #150, RF, SCH 40, B16.5, A105 | ASME B16.5 |  |  |  | FLANGE WN | FLANGE WN | B | 3" | 3"-LIH-B-440-N |  | TYPE=FLANGE,SKEY=FLWN |  | FL |  | RF |  |  | mm | 88.9 | 3 | 81492.232 | 59838.388 | 178.6 | 150 |  | New |  | 4.97 | KG | [6 empty] | SHOP | RACK PRINCIPAL | 349251 |  | 0.94
FLANGE WN, #150, RF, SCH 40, B16.5, A105 | ASME B16.5 |  |  |  | FLANGE WN | FLANGE WN | B | 3" | 3"-LIH-B-439-N |  | TYPE=FLANGE,SKEY=FLWN |  | FL |  | RF |  |  | mm | 88.9 | 3 | 81284.2314 | 60838.388 | 178.6 | 150 |  | New |  | 4.97 | KG | [6 empty] | SHOP | RACK PRINCIPAL | 349252 |  | 0.94
FLANGE WN, #150, RF, SCH 40, B16.5, A105 | ASME B16.5 |  |  |  | FLANGE WN | FLANGE WN | B | 3" | 3"-LIH-B-440-N |  | TYPE=FLANGE,SKEY=FLWN |  | FL |  | RF |  |  | mm | 88.9 | 3 | 81284.2314 | 59838.388 | 178.6 | 150 |  | New |  | 4.97 | KG | [6 empty] | SHOP | RACK PRINCIPAL | 349253 |  | 0.94
FLANGE WN, #150, RF, SCH 40, B16.5, A105 | ASME B16.5 |  |  |  | FLANGE WN | FLANGE WN | B | 2" | 2"-LIH-B-428-N |  | TYPE=FLANGE,SKEY=FLWN |  | FL |  | RF |  |  | mm | 60.325 | 2 | 81904.7167 | 60084.0815 | 603.747 | 150 |  | New |  | 2.55 | KG | [6 empty] | SHOP | RACK PRINCIPAL | 349254 |  | 0.75
FLANGE WN, #150, RF, SCH 40, B16.5, A105 | ASME B16.5 |  |  |  | FLANGE WN | FLANGE WN | B | 3" | 3"-LIH-B-440-N |  | TYPE=FLANGE,SKEY=FLWN |  | FL |  | RF |  |  | mm | 88.9 | 3 | 81791.0304 | 59838.388 | 178.6 | 150 |  | New |  | 4.97 | KG | [6 empty] | SHOP | RACK PRINCIPAL | 349255 |  | 0.94
FLANGE WN, #150, RF, SCH 40, B16.5, A105 | ASME B16.5 |  |  |  | FLANGE WN | FLANGE WN | B | 2" | 2"-LIH-B-431-N |  | TYPE=FLANGE,SKEY=FLWN |  | FL |  | RF |  |  | mm | 60.325 | 2 | 80978.5294 | 59957.0815 | 150.8505 | 150 |  | New |  | 2.55 | KG | [6 empty] | SHOP | RACK PRINCIPAL | 349256 |  | 0.75
FLANGE WN, #150, RF, SCH 40, B16.5, A105 | ASME B16.5 |  |  |  | FLANGE WN | FLANGE WN | B | 3" | 3"-LIH-B-440-N |  | TYPE=FLANGE,SKEY=FLWN |  | FL |  | RF |  |  | mm | 88.9 | 3 | 82090.8317 | 59838.388 | 178.6 | 150 |  | New |  | 4.97 | KG | [6 empty] | SHOP | RACK PRINCIPAL | 349258 |  | 0.94
FLANGE WN, #150, RF, SCH 40, B16.5, A105 | ASME B16.5 |  |  |  | FLANGE WN | FLANGE WN | B | 2" | 3"-R-B-609-N |  | TYPE=FLANGE,SKEY=FLWN |  | FL |  | RF |  |  | mm | 60.325 | 2 | 19337.0866 | 2411.5999 | 2207.6836 | 150 |  | New |  | 2.55 | KG | [6 empty] | SHOP | RACK PRINCIPAL | 349259 |  | 0.75
FLANGE WN, RTJ, #900, SCH 160, B16.5, A105 | ASME B16.5 |  |  |  | FLANGE WN, 3" ND, 900 LB, RTJ, ASME B16.5 | FLANGE WN | E | 3" | 3"-MUL-E-006-N | R31 | TYPE=FLANGE,SKEY=FLWN |  | FL |  | RTJ |  |  | mm | 88.9 | 3 | 24582.7671 | 5195.4762 | 759.8131 | 900 |  | New |  | 13.23 | KG | [6 empty] | SHOP | RACK PRINCIPAL | 349260 |  | 1.812
FLANGE WN, RTJ, #900, SCH 160, B16.5, A105 | ASME B16.5 |  |  |  | FLANGE WN, 3" ND, 900 LB, RTJ, ASME B16.5 | FLANGE WN | E | 3" | 3"-MUL-E-006-N | R31 | TYPE=FLANGE,SKEY=FLWN |  | FL |  | RTJ |  |  | mm | 88.9 | 3 | 24582.7671 | 3651.6198 | 759.8131 | 900 |  | New |  | 13.23 | KG | [6 empty] | SHOP | RACK PRINCIPAL | 349261 |  | 1.812
FLANGE WN, RTJ, #900, SCH 160, B16.5, A105 | ASME B16.5 |  |  |  | FLANGE WN, 3" ND, 900 LB, RTJ, ASME B16.5 | FLANGE WN | E | 3" | 3"-MUL-E-006-N | R31 | TYPE=FLANGE,SKEY=FLWN |  | FL |  | RTJ |  |  | mm | 88.9 | 3 | 24582.7671 | 4101.1998 | 759.8131 | 900 |  | New |  | 13.23 | KG | [6 empty] | SHOP | RACK PRINCIPAL | 349262 |  | 1.812
FLANGE WN, RTJ, #900, SCH 160, B16.5, A105 | ASME B16.5 |  |  |  | FLANGE WN, 3" ND, 900 LB, RTJ, ASME B16.5 | FLANGE WN | E | 3" | 3"-MUL-E-006-N | R31 | TYPE=FLANGE,SKEY=FLWN |  | FL |  | RTJ |  |  | mm | 88.9 | 3 | 24582.7671 | 5587.6522 | 759.8131 | 900 |  | New |  | 13.23 | KG | [6 empty] | SHOP | RACK PRINCIPAL | 349263 |  | 1.812
FLANGE WN, RTJ, #900, SCH 160, B16.5, A105 | ASME B16.5 |  |  |  | FLANGE WN, 2" ND, 900 LB, RTJ, ASME B16.5 | FLANGE WN | E | 2" | 3"-MUL-E-006-N | R24 | TYPE=FLANGE,SKEY=FLWN |  | FL |  | RTJ |  |  | mm | 60.325 | 2 | 24200.3671 | 3641.9678 | 759.8131 | 900 |  | New |  | 10.8 | KG | [6 empty] | SHOP | RACK PRINCIPAL | 349264 |  | 1.812
FLANGE WN, RTJ, #900, SCH 160, B16.5, A105 | ASME B16.5 |  |  |  | FLANGE WN, 4" ND, 900 LB, RTJ, ASME B16.5 | FLANGE WN | E | 4" | 4"-MUL-K-002-N | R37 | TYPE=FLANGE,SKEY=FLWN |  | FL |  | RTJ |  |  | mm | 114.3 | 4 | 18858.5569 | 2534.6502 | 129.5577 | 900 |  | New |  | 21.72 | KG | [6 empty] | SHOP | RACK PRINCIPAL | 349265 |  | 2.062
FLANGE WN, RTJ, #900, SCH 160, B16.5, A105 | ASME B16.5 |  |  |  | FLANGE WN, 4" ND, 900 LB, RTJ, ASME B16.5 | FLANGE WN | E | 4" | 4"-MUL-E-004-N | R37 | TYPE=FLANGE,SKEY=FLWN |  | FL |  | RTJ |  |  | mm | 114.3 | 4 | 22009.64 | 2534.6502 | 129.5577 | 900 |  | New |  | 21.72 | KG | [6 empty] | SHOP | RACK PRINCIPAL | 349266 |  | 2.062
FLANGE WN, RTJ, #900, SCH 160, B16.5, A105 | ASME B16.5 |  |  |  | FLANGE WN, 4" ND, 900 LB, RTJ, ASME B16.5 | FLANGE WN | E | 4" | 4"-MUL-E-003-N | R37 | TYPE=FLANGE,SKEY=FLWN |  | FL |  | RTJ |  |  | mm | 114.3 | 4 | 24809.6399 | 2277.6022 | 132.5577 | 900 |  | New |  | 21.72 | KG | [6 empty] | SHOP | RACK PRINCIPAL | 349267 |  | 2.062
FLANGE WN, RTJ, #900, SCH 160, B16.5, A105 | ASME B16.5 |  |  |  | FLANGE WN, 4" ND, 900 LB, RTJ, ASME B16.5 | FLANGE WN | E | 4" | 4"-MUL-K-002-N | R37 | TYPE=FLANGE,SKEY=FLWN |  | FL |  | RTJ |  |  | mm | 114.3 | 4 | 18146.3931 | 2277.6022 | 132.5577 | 900 |  | New |  | 21.72 | KG | [6 empty] | SHOP | RACK PRINCIPAL | 349268 |  | 2.062
FLANGE WN, RF, #600, SCH 80, B16.5, A105 | ASME B16.5 |  |  |  | FLANGE WN | FLANGE WN | D | 4" | 4"-PG-D-314-N |  | TYPE=FLANGE,SKEY=FLWN |  | FL |  | RF |  |  | mm | 114.3 | 4 | 49913.352 | 1800.6022 | 181.15 | 600 |  | New |  | 18.87 | KG | [6 empty] | SHOP | RACK PRINCIPAL | 349270 |  | 1.75
FLANGE WN, RF, #600, SCH 80, B16.5, A105 | ASME B16.5 |  |  |  | FLANGE WN | FLANGE WN | D | 4" | 4"-MUL-D-014-N |  | TYPE=FLANGE,SKEY=FLWN |  | FL |  | RF |  |  | mm | 114.3 | 4 | 24130.5439 | 1581.6022 | 181.15 | 600 |  | New |  | 18.87 | KG | [6 empty] | SHOP | RACK PRINCIPAL | 349271 |  | 1.75
FLANGE WN, RF, #600, SCH 80, B16.5, A105 | ASME B16.5 |  |  |  | FLANGE WN | FLANGE WN | D | 4" | 4"-MUL-D-012-N |  | TYPE=FLANGE,SKEY=FLWN |  | FL |  | RF |  |  | mm | 114.3 | 4 | 21816.2317 | 1800.6022 | 181.15 | 600 |  | New |  | 18.87 | KG | [6 empty] | SHOP | RACK PRINCIPAL | 349272 |  | 1.75
FLANGE WN, RF, #600, SCH 80, B16.5, A105 | ASME B16.5 |  |  |  | FLANGE WN | FLANGE WN | D | 4" | 4"-MUL-D-014-N |  | TYPE=FLANGE,SKEY=FLWN |  | FL |  | RF |  |  | mm | 114.3 | 4 | 49788.7257 | 1581.6022 | 181.15 | 600 |  | New |  | 18.87 | KG | [6 empty] | SHOP | RACK PRINCIPAL | 349273 |  | 1.75
FLANGE WN, RF, #600, SCH 80, B16.5, A105 | ASME B16.5 |  |  |  | FLANGE WN | FLANGE WN | D | 4" | 4"-MUL-D-012-N |  | TYPE=FLANGE,SKEY=FLWN |  | FL |  | RF |  |  | mm | 114.3 | 4 | 49371.3653 | 1800.6022 | 181.15 | 600 |  | New |  | 18.87 | KG | [6 empty] | SHOP | RACK PRINCIPAL | 349274 |  | 1.75
FLANGE WN, #150, RF, SCH 40, B16.5, A105 | ASME B16.5 |  |  |  | FLANGE WN | FLANGE WN | B | 2" | 2"-LIH-B-442-N |  | TYPE=FLANGE,SKEY=FLWN |  | FL |  | RF |  |  | mm | 60.325 | 2 | 55222.9489 | 7020.0005 | 64.3 | 150 |  | New |  | 2.55 | KG | [6 empty] | SHOP | RACK PRINCIPAL | 349276 |  | 0.75
FLANGE WN, #150, RF, SCH 40, B16.5, A105 | ASME B16.5 |  |  |  | FLANGE WN | FLANGE WN | B | 2" | 2"-LIH-B-417-N |  | TYPE=FLANGE,SKEY=FLWN |  | FL |  | RF |  |  | mm | 60.325 | 2 | 55040.3483 | 6020.0005 | 64.3 | 150 |  | New |  | 2.55 | KG | [6 empty] | SHOP | RACK PRINCIPAL | 349277 |  | 0.75
FLANGE WN, #150, RF, SCH 40, B16.5, A105 | ASME B16.5 |  |  |  | FLANGE WN | FLANGE WN | B | 2" | 2"-LIH-B-414-N |  | TYPE=FLANGE,SKEY=FLWN |  | FL |  | RF |  |  | mm | 60.325 | 2 | 54913.3483 | 5893.0005 | 64.3 | 150 |  | New |  | 2.55 | KG | [6 empty] | SHOP | RACK PRINCIPAL | 349278 |  | 0.75
FLANGE WN, #150, RF, SCH 40, B16.5, A105 | ASME B16.5 |  |  |  | FLANGE WN | FLANGE WN | B | 2" | 2"-LIH-B-417-N |  | TYPE=FLANGE,SKEY=FLWN |  | FL |  | RF |  |  | mm | 60.325 | 2 | 55222.9489 | 6020.0005 | 64.3 | 150 |  | New |  | 2.55 | KG | [6 empty] | SHOP | RACK PRINCIPAL | 349279 |  | 0.75
FLANGE WN, #150, RF, SCH 40, B16.5, A105 | ASME B16.5 |  |  |  | FLANGE WN | FLANGE WN | B | 2" | 2"-LIH-B-442-N |  | TYPE=FLANGE,SKEY=FLWN |  | FL |  | RF |  |  | mm | 60.325 | 2 | 55040.3483 | 7020.0005 | 64.3 | 150 |  | New |  | 2.55 | KG | [6 empty] | SHOP | RACK PRINCIPAL | 349280 |  | 0.75
FLANGE WN, #150, RF, SCH 40, B16.5, A105 | ASME B16.5 |  |  |  | FLANGE WN | FLANGE WN | B | 3" | 3"-LIH-B-426-N |  | TYPE=FLANGE,SKEY=FLWN |  | FL |  | RF |  |  | mm | 88.9 | 3 | 81128.5294 | 61544.4431 | 178.6 | 150 |  | New |  | 4.97 | KG | [6 empty] | SHOP | RACK PRINCIPAL | 349281 |  | 0.94
FLANGE WN, #150, RF, SCH 40, B16.5, A105 | ASME B16.5 |  |  |  | FLANGE WN | FLANGE WN | B | 3" | 3"-LIH-B-439-N |  | TYPE=FLANGE,SKEY=FLWN |  | FL |  | RF |  |  | mm | 88.9 | 3 | 82090.8317 | 60838.388 | 178.6 | 150 |  | New |  | 4.97 | KG | [6 empty] | SHOP | RACK PRINCIPAL | 349282 |  | 0.94
FLANGE WN, #150, RF, SCH 40, B16.5, A105 | ASME B16.5 |  |  |  | FLANGE WN | FLANGE WN | B | 6" | 6"-FH-B-325-N |  | TYPE=FLANGE,SKEY=FLWN |  | FL |  | RF |  |  | mm | 168.275 | 6 | 201224.8742 | 82636.4069 | 2879.6776 | 150 |  | New |  | 10.91 | KG | [6 empty] | SHOP | RACK PRINCIPAL | 349283 |  | 1
FLANGE WN, #150, RF, SCH 40, B16.5, A105 | ASME B16.5 |  |  |  | FLANGE WN | FLANGE WN | B | 6" | 6"-FH-B-325-N |  | TYPE=FLANGE,SKEY=FLWN |  | FL |  | RF |  |  | mm | 168.275 | 6 | 201718.2532 | 83937.7939 | 2883.5486 | 150 |  | New |  | 10.91 | KG | [6 empty] | SHOP | RACK PRINCIPAL | 349284 |  | 1
FLANGE WN, #150, RF, SCH 40, B16.5, A105 | ASME B16.5 |  |  |  | FLANGE WN | FLANGE WN | B | 6" | 6"-FH-B-325-N |  | TYPE=FLANGE,SKEY=FLWN |  | FL |  | RF |  |  | mm | 168.275 | 6 | 200568.1834 | 82787.7241 | 2880.1602 | 150 |  | New |  | 10.91 | KG | [6 empty] | SHOP | RACK PRINCIPAL | 349285 |  | 1
FLANGE WN, #150, RF, SCH 40, B16.5, A105 | ASME B16.5 |  |  |  | FLANGE WN | FLANGE WN | B | 6" | 6"-FH-B-325-N |  | TYPE=FLANGE,SKEY=FLWN |  | FL |  | RF |  |  | mm | 168.275 | 6 | 201910.2327 | 84129.7734 | 2884.1142 | 150 |  | New |  | 10.91 | KG | [6 empty] | SHOP | RACK PRINCIPAL | 349286 |  | 1
FLANGE WN, #150, RF, SCH 40, B16.5, A105 | ASME B16.5 |  |  |  | FLANGE WN | FLANGE WN | B | 6" | 6"-FH-B-325-N |  | TYPE=FLANGE,SKEY=FLWN |  | FL |  | RF |  |  | mm | 168.275 | 6 | 200760.1629 | 82979.7036 | 2880.7258 | 150 |  | New |  | 10.91 | KG | [6 empty] | SHOP | RACK PRINCIPAL | 349287 |  | 1
FLANGE WN, #150, RF, SCH 40, B16.5, A105 | ASME B16.5 |  |  |  | FLANGE WN | FLANGE WN | B | 6" | 6"-FH-B-325-N |  | TYPE=FLANGE,SKEY=FLWN |  | FL |  | RF |  |  | mm | 168.275 | 6 | 201032.8943 | 82444.427 | 2879.6776 | 150 |  | New |  | 10.91 | KG | [6 empty] | SHOP | RACK PRINCIPAL | 349288 |  | 1
FLANGE WN, #150, RF, SCH 40, B16.5, A105 | ASME B16.5 |  |  |  | FLANGE WN | FLANGE WN | B | 6" | 6"-FH-B-325-N |  | TYPE=FLANGE,SKEY=FLWN |  | FL |  | RF |  |  | mm | 168.275 | 6 | 201109.3179 | 83328.8587 | 2881.7545 | 150 |  | New |  | 10.91 | KG | [6 empty] | SHOP | RACK PRINCIPAL | 349289 |  | 1
FLANGE WN, #150, RF, SCH 40, B16.5, A105 | ASME B16.5 |  |  |  | FLANGE WN | FLANGE WN | B | 6" | 6"-FH-B-325-N |  | TYPE=FLANGE,SKEY=FLWN |  | FL |  | RF |  |  | mm | 168.275 | 6 | 201364.1591 | 83583.6999 | 2882.5053 | 150 |  | New |  | 10.91 | KG | [6 empty] | SHOP | RACK PRINCIPAL | 349290 |  | 1
FLANGE WN, #150, RF, SCH 40, B16.5, A105 | ASME B16.5 |  |  |  | FLANGE WN | FLANGE WN | B | 3" | 3"-LIH-B-439-N |  | TYPE=FLANGE,SKEY=FLWN |  | FL |  | RF |  |  | mm | 88.9 | 3 | 81791.0304 | 60838.388 | 178.6 | 150 |  | New |  | 4.97 | KG | [6 empty] | SHOP | RACK PRINCIPAL | 349291 |  | 0.94
FLANGE WN, #150, RF, SCH 40, B16.5, A105 | ASME B16.5 |  |  |  | FLANGE WN | FLANGE WN | B | 2" | 3"-R-B-607-N |  | TYPE=FLANGE,SKEY=FLWN |  | FL |  | RF |  |  | mm | 60.325 | 2 | 18618.6179 | 2154.5519 | 2207.4643 | 150 |  | New |  | 2.55 | KG | [6 empty] | SHOP | RACK PRINCIPAL | 349292 |  | 0.75
FLANGE WN, RF, #600, SCH 80, B16.5, A105 | ASME B16.5 |  |  |  | FLANGE WN | FLANGE WN | D | 4" | 4"-PG-D-332-N |  | TYPE=FLANGE,SKEY=FLWN |  | FL |  | RF |  |  | mm | 114.3 | 4 | 86469.165 | 13390.7303 | 191.818 | 600 |  | New |  | 18.87 | KG | [6 empty] | SHOP | RACK PRINCIPAL | 349293 |  | 1.75
FLANGE WN, RTJ, #900, SCH 160, B16.5, A105 | ASME B16.5 |  |  |  | FLANGE WN, 3" ND, 900 LB, RTJ, ASME B16.5 | FLANGE WN | E | 3" | 3"-MUL-E-005-N | R31 | TYPE=FLANGE,SKEY=FLWN |  | FL |  | RTJ |  |  | mm | 88.9 | 3 | 21782.7672 | 5195.4762 | 759.8131 | 900 |  | New |  | 13.23 | KG | [6 empty] | SHOP | RACK PRINCIPAL | 349298 |  | 1.812
FLANGE WN, RTJ, #900, SCH 160, B16.5, A105 | ASME B16.5 |  |  |  | FLANGE WN, 2" ND, 900 LB, RTJ, ASME B16.5 | FLANGE WN | E | 2" | 3"-MUL-E-005-N | R24 | TYPE=FLANGE,SKEY=FLWN |  | FL |  | RTJ |  |  | mm | 60.325 | 2 | 21400.3672 | 3641.9678 | 759.8131 | 900 |  | New |  | 10.8 | KG | [6 empty] | SHOP | RACK PRINCIPAL | 349299 |  | 1.812
ORIFICE WN, RTJ, #900, SCH 160, B16.36, A105 | ASME B16.36 |  |  |  | ORIFICE WN, 4"X1/2" ND, 900 LB, RTJ, FPT, ASME B16.36 | Orifice WN | E | 4"x1/2"x4" | 4"-MUL-K-002-N |  | TYPE=FLANGE,SKEY=FOWN |  | FL |  | RTJ |  |  | mm | 114.3 | 4 | 15047.3823 | 2277.6022 | 132.0632 | 900 |  | New |  | 22 | KG | [6 empty] | SHOP | RACK PRINCIPAL | 349301 |  | 2.062
ORIFICE WN, RTJ, #900, SCH 160, B16.36, A105 | ASME B16.36 |  |  |  | ORIFICE WN, 4"X1/2" ND, 900 LB, RTJ, FPT, ASME B16.36 | Orifice WN | E | 4"x1/2" | 4"-MUL-K-002-N |  | TYPE=FLANGE,SKEY=FOWN |  | FL |  | RTJ |  |  | mm | 114.3 | 4 | 15074.2717 | 2277.6022 | 132.0748 | 900 |  | New |  | 22 | KG | [6 empty] | SHOP | RACK PRINCIPAL | 349302 |  | 2.062
FLANGE WN, RTJ, #900, SCH 160, B16.5, A105 | ASME B16.5 |  |  |  | FLANGE WN, 3" ND, 900 LB, RTJ, ASME B16.5 | FLANGE WN | E | 3" | 3"-MUL-E-005-N | R31 | TYPE=FLANGE,SKEY=FLWN |  | FL |  | RTJ |  |  | mm | 88.9 | 3 | 21782.7672 | 5587.6522 | 759.8131 | 900 |  | New |  | 13.23 | KG | [6 empty] | SHOP | RACK PRINCIPAL | 349303 |  | 1.812
FLANGE WN, RTJ, #900, SCH 160, B16.5, A105 | ASME B16.5 |  |  |  | FLANGE WN, 3" ND, 900 LB, RTJ, ASME B16.5 | FLANGE WN | E | 3" | 3"-MUL-E-005-N | R31 | TYPE=FLANGE,SKEY=FLWN |  | FL |  | RTJ |  |  | mm | 88.9 | 3 | 21782.7672 | 3651.6198 | 759.8131 | 900 |  | New |  | 13.23 | KG | [6 empty] | SHOP | RACK PRINCIPAL | 349304 |  | 1.812
FLANGE WN, RTJ, #900, SCH 160, B16.5, A105 | ASME B16.5 |  |  |  | FLANGE WN, 3" ND, 900 LB, RTJ, ASME B16.5 | FLANGE WN | E | 3" | 3"-MUL-E-005-N | R31 | TYPE=FLANGE,SKEY=FLWN |  | FL |  | RTJ |  |  | mm | 88.9 | 3 | 21782.7672 | 4101.1998 | 759.8131 | 900 |  | New |  | 13.23 | KG | [6 empty] | SHOP | RACK PRINCIPAL | 349305 |  | 1.812
FLANGE WN, RF, #600, SCH 80, B16.5, A105 | ASME B16.5 |  |  |  | FLANGE WN | FLANGE WN | D | 3" | 3"-MUL-D-009-N |  | TYPE=FLANGE,SKEY=FLWN |  | FL |  | RF |  |  | mm | 88.9 | 3 | 24828.8296 | 6024.0224 | 1043.9756 | 600 |  | New |  | 9 | KG | [6 empty] | SHOP | RACK PRINCIPAL | 349306 |  | 1.5
FLANGE WN, RF, #600, SCH 80, B16.5, A105 | ASME B16.5 |  |  |  | FLANGE WN | FLANGE WN | D | 3" | 3"-MUL-D-009-N |  | TYPE=FLANGE,SKEY=FLWN |  | FL |  | RF |  |  | mm | 88.9 | 3 | 24828.8296 | 6021.6221 | 1043.9756 | 600 |  | New |  | 9 | KG | [6 empty] | SHOP | RACK PRINCIPAL | 349307 |  | 1.5
FLANGE WN, RF, #600, SCH 80, B16.5, A105 | ASME B16.5 |  |  |  | FLANGE WN | FLANGE WN | D | 3" | 3"-MUL-D-008-N |  | TYPE=FLANGE,SKEY=FLWN |  | FL |  | RF |  |  | mm | 88.9 | 3 | 22028.8297 | 4267.2061 | 759.8131 | 600 |  | New |  | 9 | KG | [6 empty] | SHOP | RACK PRINCIPAL | 349308 |  | 1.5
FLANGE WN, RF, #600, SCH 80, B16.5, A105 | ASME B16.5 |  |  |  | FLANGE WN | FLANGE WN | D | 3" | 3"-MUL-D-008-N |  | TYPE=FLANGE,SKEY=FLWN |  | FL |  | RF |  |  | mm | 88.9 | 3 | 22028.8297 | 6024.0224 | 1043.9756 | 600 |  | New |  | 9 | KG | [6 empty] | SHOP | RACK PRINCIPAL | 349309 |  | 1.5
FLANGE WN, RF, #600, SCH 80, B16.5, A105 | ASME B16.5 |  |  |  | FLANGE WN | FLANGE WN | D | 3" | 3"-MUL-D-008-N |  | TYPE=FLANGE,SKEY=FLWN |  | FL |  | RF |  |  | mm | 88.9 | 3 | 22028.8297 | 4627.6067 | 759.8131 | 600 |  | New |  | 9 | KG | [6 empty] | SHOP | RACK PRINCIPAL | 349310 |  | 1.5
FLANGE WN, RF, #600, SCH 80, B16.5, A105 | ASME B16.5 |  |  |  | FLANGE WN | FLANGE WN | D | 3" | 3"-MUL-D-008-N |  | TYPE=FLANGE,SKEY=FLWN |  | FL |  | RF |  |  | mm | 88.9 | 3 | 22028.8297 | 6021.6221 | 1043.9756 | 600 |  | New |  | 9 | KG | [6 empty] | SHOP | RACK PRINCIPAL | 349311 |  | 1.5
FLANGE WN, RF, #600, SCH 80, B16.5, A105 | ASME B16.5 |  |  |  | FLANGE WN | FLANGE WN | D | 3" | 3"-MUL-D-009-N |  | TYPE=FLANGE,SKEY=FLWN |  | FL |  | RF |  |  | mm | 88.9 | 3 | 24828.8296 | 4602.5879 | 759.8131 | 600 |  | New |  | 9 | KG | [6 empty] | SHOP | RACK PRINCIPAL | 349312 |  | 1.5
FLANGE WN, RF, #600, SCH 80, B16.5, A105 | ASME B16.5 |  |  |  | FLANGE WN | FLANGE WN | D | 3" | 3"-MUL-D-009-N |  | TYPE=FLANGE,SKEY=FLWN |  | FL |  | RF |  |  | mm | 88.9 | 3 | 24828.8296 | 4242.1873 | 759.8131 | 600 |  | New |  | 9 | KG | [6 empty] | SHOP | RACK PRINCIPAL | 349313 |  | 1.5
FLANGE WN, RTJ, #900, SCH 160, B16.5, A105 | ASME B16.5 |  |  |  | FLANGE WN, 2" ND, 900 LB, RTJ, ASME B16.5 | FLANGE WN | E | 2" | 3"-MUL-E-006-N | R24 | TYPE=FLANGE,SKEY=FLWN |  | FL |  | RTJ |  |  | mm | 60.325 | 2 | 24200.3671 | 4019.4118 | 759.8131 | 900 |  | New |  | 10.8 | KG | [6 empty] | SHOP | RACK PRINCIPAL | 349317 |  | 1.812
FLANGE WN, RTJ, #900, SCH 160, B16.5, A105 | ASME B16.5 |  |  |  | FLANGE WN, 2" ND, 900 LB, RTJ, ASME B16.5 | FLANGE WN | E | 2" | 3"-MUL-E-005-N | R24 | TYPE=FLANGE,SKEY=FLWN |  | FL |  | RTJ |  |  | mm | 60.325 | 2 | 21400.3672 | 4019.4118 | 759.8131 | 900 |  | New |  | 10.8 | KG | [6 empty] | SHOP | RACK PRINCIPAL | 349318 |  | 1.812
FLANGE WN, #150, RF, SCH 40, B16.5, A105 | ASME B16.5 |  |  |  | FLANGE WN | FLANGE WN | B | 6" | 6"-FH-B-325-N |  | TYPE=FLANGE,SKEY=FLWN |  | FL |  | RF |  |  | mm | 168.275 | 6 | 56116.6122 | 9378.5943 | 2136.6004 | 150 |  | New |  | 10.91 | KG | [6 empty] | SHOP | RACK PRINCIPAL | 349319 |  | 1
FLANGE WN, #150, RF, SCH 40, B16.5, A105 | ASME B16.5 |  |  |  | FLANGE WN | FLANGE WN | B | 6" | 6"-FH-B-619-N |  | TYPE=FLANGE,SKEY=FLWN |  | FL |  | RF |  |  | mm | 168.275 | 6 | 56116.6122 | 4715.2543 | 1651.4 | 150 |  | New |  | 10.91 | KG | [6 empty] | SHOP | RACK PRINCIPAL | 349320 |  | 1
FLANGE WN, #150, RF, SCH 40, B16.5, A105 | ASME B16.5 |  |  |  | FLANGE WN | FLANGE WN | B | 2" | 3/4"-FG-B-322-N |  | TYPE=FLANGE,SKEY=FLWN |  | FL |  | RF |  |  | mm | 60.325 | 2 | 56939.8648 | 8916.5943 | 1685.8092 | 150 |  | New |  | 2.55 | KG | [6 empty] | SHOP | RACK PRINCIPAL | 349321 |  | 0.75
FLANGE WN, #150, RF, SCH 40, B16.5, A105 | ASME B16.5 |  |  |  | FLANGE WN | FLANGE WN | B | 2" | 3/4"-FG-B-322-N |  | TYPE=FLANGE,SKEY=FLWN |  | FL |  | RF |  |  | mm | 60.325 | 2 | 56116.6122 | 8916.5943 | 556.9996 | 150 |  | New |  | 2.55 | KG | [6 empty] | SHOP | RACK PRINCIPAL | 349322 |  | 0.75
FLANGE WN, #150, RF, SCH 40, B16.5, A105 | ASME B16.5 |  |  |  | FLANGE WN | FLANGE WN | B | 2" | 2"-LIH-B-413-N |  | TYPE=FLANGE,SKEY=FLWN |  | FL |  | RF |  |  | mm | 60.325 | 2 | 56116.6122 | 8616.5943 | 556.9996 | 150 |  | New |  | 2.55 | KG | [6 empty] | SHOP | RACK PRINCIPAL | 349323 |  | 0.75
FLANGE SW, #150, RF, B16.5, A105 | ASME B16.5 |  |  |  | FLANGE SW | FLANGE SW | B | 1" | 2"-LIH-B-428-N |  | TYPE=FLANGE,SKEY=FLSI |  | FL |  | RF |  |  | mm | 33.401 | 1 | 82710.7067 | 59818.068 | 355.3093 | 150 |  | New |  | 0.9 | KG | [6 empty] | SHOP | RACK PRINCIPAL | 349325 |  | 0.56
FLANGE SW, #150, RF, B16.5, A105 | ASME B16.5 |  |  |  | FLANGE SW | FLANGE SW | B | 1" | 2"-LIH-B-449-N |  | TYPE=FLANGE,SKEY=FLSI |  | FL |  | RF |  |  | mm | 33.401 | 1 | 82710.7067 | 60818.068 | 355.3093 | 150 |  | New |  | 0.9 | KG | [6 empty] | SHOP | RACK PRINCIPAL | 349326 |  | 0.56
FLANGE SW, #150, RF, B16.5, A105 | ASME B16.5 |  |  |  | FLANGE SW | FLANGE SW | B | 1 1/2" | 3"-LIH-B-439-N |  | TYPE=FLANGE,SKEY=FLSI |  | FL |  | RF |  |  | mm | 48.26 | 1.5 | 82606.7064 | 60818.068 | 178.6 | 150 |  | New |  | 1.4 | KG | [6 empty] | SHOP | RACK PRINCIPAL | 349327 |  | 0.68
FLANGE SW, #150, RF, B16.5, A105 | ASME B16.5 |  |  |  | FLANGE SW | FLANGE SW | B | 1 1/2" | 3"-LIH-B-440-N |  | TYPE=FLANGE,SKEY=FLSI |  | FL |  | RF |  |  | mm | 48.26 | 1.5 | 82606.7064 | 59818.068 | 178.6 | 150 |  | New |  | 1.4 | KG | [6 empty] | SHOP | RACK PRINCIPAL | 349328 |  | 0.68
FLANGE WN, RF, #600, SCH 80, B16.5, A105 | ASME B16.5 |  |  |  | FLANGE WN | FLANGE WN | D | 4" | 4"-PG-D-332-N |  | TYPE=FLANGE,SKEY=FLWN |  | FL |  | RF |  |  | mm | 114.3 | 4 | 80774.3026 | 13603.3283 | 438.198 | 600 |  | New |  | 18.87 | KG | [6 empty] | SHOP | RACK PRINCIPAL | 349332 |  | 1.75
FLANGE WN, RF, #600, SCH 80, B16.5, A105 | ASME B16.5 |  |  |  | FLANGE WN | FLANGE WN | D | 4" | 4"-PG-D-332-N |  | TYPE=FLANGE,SKEY=FLWN |  | FL |  | RF |  |  | mm | 114.3 | 4 | 81172.8032 | 13603.3283 | 438.198 | 600 |  | New |  | 18.87 | KG | [6 empty] | SHOP | RACK PRINCIPAL | 349333 |  | 1.75
FLANGE WN, RF, #600, SCH 80, B16.5, A105 | ASME B16.5 |  |  |  | FLANGE WN | FLANGE WN | D | 3" | 6"-R-B-617-N |  | TYPE=FLANGE,SKEY=FLWN |  | FL |  | RF |  |  | mm | 88.9 | 3 | 49158.5254 | 4406.9149 | 2333.3962 | 600 |  | New |  | 9 | KG | [6 empty] | SHOP | RACK PRINCIPAL | 349342 |  | 1.5
FLANGE WN, RF, #600, SCH 80, B16.5, A105 | ASME B16.5 |  |  |  | FLANGE WN | FLANGE WN | D | 3" | 6"-R-B-617-N |  | TYPE=FLANGE,SKEY=FLWN |  | FL |  | RF |  |  | mm | 88.9 | 3 | 49445.8804 | 4406.9149 | 2333.3962 | 600 |  | New |  | 9 | KG | [6 empty] | SHOP | RACK PRINCIPAL | 349343 |  | 1.5
FLANGE BLIND, RG, #150, B16.5, A105 | ASME B16.5 |  |  |  | FLANGE BLIND | FLANGE BLIND | B | 3" | 3"-LIH-B-426-N |  | TYPE=FLANGE-BLIND,SKEY=FLBL |  | FL |  | RF |  |  | mm | 88.9 | 3 | 83390.672 | 38332.9297 | 168.45 | 150 |  | New |  | 2.3 | KG | [6 empty] | SHOP | RACK PRINCIPAL | 349344 |  | 0.94
FLANGE BLIND, RG, #150, B16.5, A105 | ASME B16.5 |  |  |  | FLANGE BLIND | FLANGE BLIND | B | 2" | 2"-LIH-B-431-N |  | TYPE=FLANGE-BLIND,SKEY=FLBL |  | FL |  | RF |  |  | mm | 60.325 | 2 | 80978.5294 | 61413.4818 | 150.8505 | 150 |  | New |  | 1.8 | KG | [6 empty] | SHOP | RACK PRINCIPAL | 349345 |  | 0.75
FLANGE BLIND, RG, #150, B16.5, A105 | ASME B16.5 |  |  |  | FLANGE BLIND | FLANGE BLIND | B | 2" | 2"-LIH-B-431-N |  | TYPE=FLANGE-BLIND,SKEY=FLBL |  | FL |  | RF |  |  | mm | 60.325 | 2 | 80978.5294 | 59954.6812 | 150.8505 | 150 |  | New |  | 1.8 | KG | [6 empty] | SHOP | RACK PRINCIPAL | 349347 |  | 0.75
FLANGE BLIND, RTJ, #900, B16.5, A105 | ASME B16.5 |  |  |  | FLANGE BLIND, 4" ND, 900 LB, RTJ, ASME B16.5 | FLANGE BLIND | E | 4" | 4"-MUL-E-004-N | R37 | TYPE=FLANGE-BLIND,SKEY=FLBL |  | FL |  | RTJ |  |  | mm | 114.3 | 4 | 22013.704 | 2534.6502 | 129.5577 | 900 |  | New |  | 24.5 | KG | [6 empty] | SHOP | RACK PRINCIPAL | 349349 |  | 2.062
FLANGE BLIND, RTJ, #900, B16.5, A105 | ASME B16.5 |  |  |  | FLANGE BLIND, 4" ND, 900 LB, RTJ, ASME B16.5 | FLANGE BLIND | E | 4" | 4"-MUL-E-003-N | R37 | TYPE=FLANGE-BLIND,SKEY=FLBL |  | FL |  | RTJ |  |  | mm | 114.3 | 4 | 24813.7039 | 2277.6022 | 132.5577 | 900 |  | New |  | 24.5 | KG | [6 empty] | SHOP | RACK PRINCIPAL | 349351 |  | 2.062
FLANGE BLIND, RF, #600, B16.5, A105 | ASME B16.5 |  |  |  | FLANGE BLIND | FLANGE BLIND | D | 4" | 4"-PG-D-314-N |  | TYPE=FLANGE-BLIND,SKEY=FLBL |  | FL |  | RF |  |  | mm | 114.3 | 4 | 49910.9517 | 1800.6022 | 181.15 | 600 |  | New |  | 18.7 | KG | [6 empty] | SHOP | RACK PRINCIPAL | 349354 |  | 1.75
FLANGE BLIND, RF, #600, B16.5, A105 | ASME B16.5 |  |  |  | FLANGE BLIND | FLANGE BLIND | D | 4" | 4"-MUL-D-012-N |  | TYPE=FLANGE-BLIND,SKEY=FLBL |  | FL |  | RF |  |  | mm | 114.3 | 4 | 21813.8314 | 1800.6022 | 181.15 | 600 |  | New |  | 18.7 | KG | [6 empty] | SHOP | RACK PRINCIPAL | 349355 |  | 1.75
FLANGE BLIND, RF, #600, B16.5, A105 | ASME B16.5 |  |  |  | FLANGE BLIND | FLANGE BLIND | D | 4" | 4"-MUL-D-014-N |  | TYPE=FLANGE-BLIND,SKEY=FLBL |  | FL |  | RF |  |  | mm | 114.3 | 4 | 24128.1436 | 1581.6022 | 181.15 | 600 |  | New |  | 18.7 | KG | [6 empty] | SHOP | RACK PRINCIPAL | 349356 |  | 1.75
FLANGE BLIND, RF, #600, B16.5, A105 | ASME B16.5 |  |  |  | FLANGE BLIND | FLANGE BLIND | D | 4" | 4"-MUL-D-014-N |  | TYPE=FLANGE-BLIND,SKEY=FLBL |  | FL |  | RF |  |  | mm | 114.3 | 4 | 49791.126 | 1581.6022 | 181.15 | 600 |  | New |  | 18.7 | KG | [6 empty] | SHOP | RACK PRINCIPAL | 349357 |  | 1.75
FLANGE BLIND, RF, #600, B16.5, A105 | ASME B16.5 |  |  |  | FLANGE BLIND | FLANGE BLIND | D | 4" | 4"-MUL-D-012-N |  | TYPE=FLANGE-BLIND,SKEY=FLBL |  | FL |  | RF |  |  | mm | 114.3 | 4 | 49373.7656 | 1800.6022 | 181.15 | 600 |  | New |  | 18.7 | KG | [6 empty] | SHOP | RACK PRINCIPAL | 349358 |  | 1.75
FLANGE BLIND, RG, #150, B16.5, A105 | ASME B16.5 |  |  |  | FLANGE BLIND | FLANGE BLIND | B | 2" | 2"-LIH-B-414-N |  | TYPE=FLANGE-BLIND,SKEY=FLBL |  | FL |  | RF |  |  | mm | 60.325 | 2 | 54913.3483 | 5890.6002 | 64.3 | 150 |  | New |  | 1.8 | KG | [6 empty] | SHOP | RACK PRINCIPAL | 349360 |  | 0.75
FLANGE BLIND, RG, #150, B16.5, A105 | ASME B16.5 |  |  |  | FLANGE BLIND | FLANGE BLIND | B | 3" | 3"-LIH-B-426-N |  | TYPE=FLANGE-BLIND,SKEY=FLBL |  | FL |  | RF |  |  | mm | 88.9 | 3 | 81128.5294 | 61546.8434 | 178.6 | 150 |  | New |  | 2.3 | KG | [6 empty] | SHOP | RACK PRINCIPAL | 349361 |  | 0.94
FLANGE BLIND, RG, #150, B16.5, A105 | ASME B16.5 |  |  |  | FLANGE BLIND | FLANGE BLIND | B | 2" | 2"-LIH-B-431-N |  | TYPE=FLANGE-BLIND,SKEY=FLBL |  | FL |  | RF |  |  | mm | 60.325 | 2 | 80849.1291 | 60734.0815 | 150.8505 | 150 |  | New |  | 1.8 | KG | [6 empty] | SHOP | RACK PRINCIPAL | 349362 |  | 0.75
FLANGE BLIND, RG, #150, B16.5, A105 | ASME B16.5 |  |  |  | FLANGE BLIND | FLANGE BLIND | B | 2" | 3"-R-B-609-N |  | TYPE=FLANGE-BLIND,SKEY=FLBL |  | FL |  | RF |  |  | mm | 60.325 | 2 | 19337.0866 | 2414.0002 | 2207.6836 | 150 |  | Existing |  | 1.8 | KG | [6 empty] | SHOP | RACK PRINCIPAL | 349363 |  | 0.75
FLANGE BLIND, RG, #150, B16.5, A105 | ASME B16.5 |  |  |  | FLANGE BLIND | FLANGE BLIND | B | 2" | 3"-R-B-607-N |  | TYPE=FLANGE-BLIND,SKEY=FLBL |  | FL |  | RF |  |  | mm | 60.325 | 2 | 18618.6179 | 2156.9522 | 2207.4643 | 150 |  | New |  | 1.8 | KG | [6 empty] | SHOP | RACK PRINCIPAL | 349364 |  | 0.75
FLANGE BLIND, RF, #600, B16.5, A105 | ASME B16.5 |  |  |  | FLANGE BLIND | FLANGE BLIND | D | 4" | 4"-PG-D-332-N |  | TYPE=FLANGE-BLIND,SKEY=FLBL |  | FL |  | RF |  |  | mm | 114.3 | 4 | 86469.165 | 13388.33 | 191.818 | 600 |  | New |  | 18.7 | KG | [6 empty] | SHOP | RACK PRINCIPAL | 349365 |  | 1.75
FLANGE BLIND, RG, #150, B16.5, A105 | ASME B16.5 |  |  |  | FLANGE BLIND | FLANGE BLIND | B | 2" | 1 1/2"-LIH-B-421-N |  | TYPE=FLANGE-BLIND,SKEY=FLBL |  | FL |  | RF |  |  | mm | 60.325 | 2 | 56116.6122 | 5568.5943 | 2083.4001 | 150 |  | New |  | 1.8 | KG | [6 empty] | SHOP | RACK PRINCIPAL | 349368 |  | 0.75
FLANGE BLIND, RG, #150, B16.5, A105 | ASME B16.5 |  |  |  | FLANGE BLIND | FLANGE BLIND | B | 2" | 1 1/2"-LIH-B-421-N |  | TYPE=FLANGE-BLIND,SKEY=FLBL |  | FL |  | RF |  |  | mm | 60.325 | 2 | 56116.6122 | 7397.5943 | 376.7993 | 150 |  | New |  | 1.8 | KG | [6 empty] | SHOP | RACK PRINCIPAL | 349369 |  | 0.75
Nozzle, threaded, ASME B16.11 | ASME B16.11 |  |  |  | Nozzle, threaded, 1 1/2" ND, ASME B16.11 | Nozzle, threaded |  | 1 1/2"x6" |  |  |  |  | THDF | 10.668 | RF |  |  | mm | 48.26 | 1.5 | 56104.5419 | 7020.0005 | 64.3 | 3000 |  | New | [7 empty] | N-2? |  | SHOP | RACK PRINCIPAL | 349375
Nozzle, threaded, ASME B16.11 | ASME B16.11 |  |  |  | Nozzle, threaded, 1 1/2" ND, ASME B16.11 | Nozzle, threaded |  | 1 1/2"x6" |  |  |  |  | THDF | 10.668 | RF |  |  | mm | 48.26 | 1.5 | 55926.5419 | 7020.0005 | 64.3 | 3000 |  | New | [7 empty] | N-1? |  | SHOP | RACK PRINCIPAL | 349376
Nozzle, threaded, ASME B16.11 | ASME B16.11 |  |  |  | Nozzle, threaded, 1 1/2" ND, ASME B16.11 | Nozzle, threaded |  | 1 1/2"x6" |  |  |  |  | THDF | 10.668 | RF |  |  | mm | 48.26 | 1.5 | 55926.5419 | 6020.0005 | 64.3 | 3000 |  | New | [7 empty] | N-1? |  | SHOP | RACK PRINCIPAL | 349377
Nozzle, threaded, ASME B16.11 | ASME B16.11 |  |  |  | Nozzle, threaded, 1 1/2" ND, ASME B16.11 | Nozzle, threaded |  | 1 1/2"x6" |  |  |  |  | THDF | 10.668 | RF |  |  | mm | 48.26 | 1.5 | 56104.5419 | 6020.0005 | 64.3 | 3000 |  | New | [7 empty] | N-2? |  | SHOP | RACK PRINCIPAL | 349378
Nozzle, flanged, RF, 150, ASME B16.5 | ASME B16.5 |  |  |  | Nozzle, flanged, 6" ND, RF, 150, ASME B16.5 | Nozzle, flanged |  | 6"x2" |  |  |  |  | FL |  | RF |  |  | mm | 168.275 | 6 | 56116.6122 | 9378.5943 | 2134.2001 | 150 | [9 empty] | N-1 |  | SHOP | RACK PRINCIPAL | 349379 |  | 25.4
Nozzle, flanged, RF, 150, ASME B16.5 | ASME B16.5 |  |  |  | Nozzle, flanged, 6" ND, RF, 150, ASME B16.5 | Nozzle, flanged |  | 6"x2" |  |  |  |  | FL |  | RF |  |  | mm | 168.275 | 6 | 56116.6122 | 4717.6546 | 1651.4 | 150 | [9 empty] | N-2 |  | SHOP | RACK PRINCIPAL | 349380 |  | 25.4
Nozzle, flanged, RF, 150, ASME B16.5 | ASME B16.5 |  |  |  | Nozzle, flanged, 2" ND, RF, 150, ASME B16.5 | Nozzle, flanged |  | 2" |  |  |  |  | FL |  | RF |  |  | mm | 60.325 | 2 | 56757.2642 | 8916.5943 | 1685.8092 | 150 | [9 empty] | N-5 |  | SHOP | RACK PRINCIPAL | 349381 |  | 19.05
Nozzle, flanged, RF, 150, ASME B16.5 | ASME B16.5 |  |  |  | Nozzle, flanged, 2" ND, RF, 150, ASME B16.5 | Nozzle, flanged |  | 2" |  |  |  |  | FL |  | RF |  |  | mm | 60.325 | 2 | 56116.6122 | 8916.5943 | 559.3999 | 150 | [9 empty] | N-4 |  | SHOP | RACK PRINCIPAL | 349382 |  | 19.05
Nozzle, flanged, RF, 150, ASME B16.5 | ASME B16.5 |  |  |  | Nozzle, flanged, 2" ND, RF, 150, ASME B16.5 | Nozzle, flanged |  | 2" |  |  |  |  | FL |  | RF |  |  | mm | 60.325 | 2 | 56116.6122 | 7397.5943 | 559.3999 | 150 | [9 empty] | N-3 |  | SHOP | RACK PRINCIPAL | 349383 |  | 19.05
Nozzle, flanged, RF, 150, ASME B16.5 | ASME B16.5 |  |  |  | Nozzle, flanged, 2" ND, RF, 150, ASME B16.5 | Nozzle, flanged |  | 2" |  |  |  |  | FL |  | RF |  |  | mm | 60.325 | 2 | 56116.6122 | 8616.5943 | 559.3999 | 150 | [9 empty] | N-6 |  | SHOP | RACK PRINCIPAL | 349384 |  | 19.05
Nozzle, flanged, RF, 150, ASME B16.5 | ASME B16.5 |  |  |  | Nozzle, flanged, 2" ND, RF, 150, ASME B16.5 | Nozzle, flanged |  | 2" |  |  |  |  | FL |  | RF |  |  | mm | 60.325 | 2 | 56116.6122 | 5568.5943 | 2083.4001 | 150 | [9 empty] | N-7 |  | SHOP | RACK PRINCIPAL | 349385 |  | 19.05
Nozzle, flanged, RF, 150, ASME B16.5 | ASME B16.5 |  |  |  | Nozzle, flanged, 1" ND, RF, 150, ASME B16.5 | Nozzle, flanged |  | 1" |  |  |  |  | FL |  | RF |  |  | mm | 33.401 | 1 | 82710.7067 | 59818.068 | 352.909 | 150 | [9 empty] | N-2 |  | SHOP | RACK PRINCIPAL | 349386 |  | 14.224
Nozzle, flanged, RF, 150, ASME B16.5 | ASME B16.5 |  |  |  | Nozzle, flanged, 1 1/2" ND, RF, 150, ASME B16.5 | Nozzle, flanged |  | 1 1/2"x1" |  |  |  |  | FL |  | RF |  |  | mm | 48.26 | 1.5 | 82609.1067 | 59818.068 | 178.6 | 150 | [9 empty] | N-1 |  | SHOP | RACK PRINCIPAL | 349387 |  | 17.272
Nozzle, flanged, RF, 150, ASME B16.5 | ASME B16.5 |  |  |  | Nozzle, flanged, 1" ND, RF, 150, ASME B16.5 | Nozzle, flanged |  | 1" |  |  |  |  | FL |  | RF |  |  | mm | 33.401 | 1 | 82710.7067 | 60818.068 | 352.909 | 150 |  | New | [7 empty] | N-2 |  | SHOP | RACK PRINCIPAL | 349388 |  | 14.224
Nozzle, flanged, RF, 150, ASME B16.5 | ASME B16.5 |  |  |  | Nozzle, flanged, 1 1/2" ND, RF, 150, ASME B16.5 | Nozzle, flanged |  | 1 1/2"x1" |  |  |  |  | FL |  | RF |  |  | mm | 48.26 | 1.5 | 82609.1067 | 60818.068 | 178.6 | 150 |  | New | [7 empty] | N-1 |  | SHOP | RACK PRINCIPAL | 349389 |  | 17.272
SOCKOLET, #3000, B16.11, A105 | ASME B16.11 |  |  |  | SOCKOLET | SOCKOLET | B | 2"x1/2" | 2"-LIH-B-449-N |  | TYPE=OLET,SKEY=THSW |  | BV | 0 |  |  |  | mm | 60.325 | 2 | 82048.2167 | 61084.0815 | 603.747 | 3000 |  | New |  | 0.15 | KG | [6 empty] | SHOP | RACK PRINCIPAL | 349403
THREADOLET, 3000#, MSS SP-97 | MSS SP-97 |  |  |  | THREADOLET, 2"X1/2" ND, 3000 LB, BWXFPT, 1/2" LG, MSS SP-97 | Threadolet | B | 2"x1/2" | 2"-LIH-B-442-N |  | TYPE=OLET,SKEY=THSC |  | BV | 0 |  |  |  | mm | 60.325 | 2 | 55412.2133 | 7020.0005 | 64.3 | 3000 |  | New |  | 0.11 | KG | [6 empty] | SHOP | RACK PRINCIPAL | 349404
SOCKOLET, #3000, B16.11, A105 | ASME B16.11 |  |  |  | SOCKOLET | SOCKOLET | B | 2"x1/2" | 2"-LIH-B-442-N |  | TYPE=OLET,SKEY=THSW |  | BV | 0 |  |  |  | mm | 60.325 | 2 | 55466.6045 | 7020.0005 | 64.3 | 3000 |  | New |  | 0.15 | KG | [6 empty] | SHOP | RACK PRINCIPAL | 349405
SOCKOLET, #3000, B16.11, A105 | ASME B16.11 |  |  |  | SOCKOLET | SOCKOLET | B | 2"x1" | 2"-LIH-B-442-N |  | TYPE=OLET,SKEY=THSW |  | BV | 0 |  |  |  | mm | 60.325 | 2 | 55512.2133 | 7020.0005 | 64.3 | 3000 |  | New |  | 0.27 | KG | [6 empty] | SHOP | RACK PRINCIPAL | 349406
SOCKOLET, #3000, B16.11, A105 | ASME B16.11 |  |  |  | SOCKOLET | SOCKOLET | B | 2"x1" | 2"-LIH-B-417-N |  | TYPE=OLET,SKEY=THSW |  | BV | 0 |  |  |  | mm | 60.325 | 2 | 55512.2133 | 6020.0005 | 64.3 | 3000 |  | New |  | 0.27 | KG | [6 empty] | SHOP | RACK PRINCIPAL | 349407
THREADOLET, 3000#, MSS SP-97 | MSS SP-97 |  |  |  | THREADOLET, 2"X1/2" ND, 3000 LB, BWXFPT, 1/2" LG, MSS SP-97 | Threadolet | B | 2"x1/2" | 2"-LIH-B-417-N |  | TYPE=OLET,SKEY=THSC |  | BV | 0 |  |  |  | mm | 60.325 | 2 | 55412.2133 | 6020.0005 | 64.3 | 3000 |  | New |  | 0.11 | KG | [6 empty] | SHOP | RACK PRINCIPAL | 349408
SOCKOLET, #3000, B16.11, A105 | ASME B16.11 |  |  |  | SOCKOLET | SOCKOLET | B | 2"x1/2" | 2"-LIH-B-417-N |  | TYPE=OLET,SKEY=THSW |  | BV | 0 |  |  |  | mm | 60.325 | 2 | 55466.6045 | 6020.0005 | 64.3 | 3000 |  | New |  | 0.15 | KG | [6 empty] | SHOP | RACK PRINCIPAL | 349409
SOCKOLET, #3000, B16.11, A105 | ASME B16.11 |  |  |  | SOCKOLET | SOCKOLET | B | 3"x1/2" | 3"-LIH-B-439-N |  | TYPE=OLET,SKEY=THSW |  | BV | 0 |  |  |  | mm | 88.9 | 3 | 82260.6817 | 60838.388 | 178.6 | 3000 |  | New |  | 0.15 | KG | [6 empty] | SHOP | RACK PRINCIPAL | 349410
THREADOLET, 3000#, MSS SP-97 | MSS SP-97 |  |  |  | THREADOLET, 3"X1/2" ND, 3000 LB, BWXFPT, 1/2" LG, MSS SP-97 | Threadolet | B | 3"x1/2" | 3"-LIH-B-439-N |  | TYPE=OLET,SKEY=THSC |  | BV | 0 |  |  |  | mm | 88.9 | 3 | 82260.6817 | 60838.388 | 178.6 | 3000 |  | New |  | 0.11 | KG | [6 empty] | SHOP | RACK PRINCIPAL | 349411
SOCKOLET, #3000, B16.11, A105 | ASME B16.11 |  |  |  | SOCKOLET | SOCKOLET | B | 2"x1" | 2"-LIH-B-431-N |  | TYPE=OLET,SKEY=THSW |  | BV | 0 |  |  |  | mm | 60.325 | 2 | 80978.5294 | 59965.7937 | 150.8505 | 3000 |  | New |  | 0.27 | KG | [6 empty] | SHOP | RACK PRINCIPAL | 349412
THREADOLET, 3000#, MSS SP-97 | MSS SP-97 |  |  |  | THREADOLET, 6"X1" ND, 3000 LB, BWXFPT, 5/8" LG, MSS SP-97 | Threadolet | B | 6"x1" | 6"-FH-B-325-N |  | TYPE=OLET,SKEY=THSC |  | BV | 0 |  |  |  | mm | 168.275 | 6 | 56804.4983 | 10066.4794 | 2455.6309 | 3000 |  | New |  | 0.28 | KG | [6 empty] | SHOP | RACK PRINCIPAL | 349418
WELDOLET, BW, SCH 40, MSS-SP-97, A105 | MSS-SP-97 |  |  |  | WELDOLET, 4"X2" ND, BW, STD, 1 1/2" LG, MSS-SP-97 | WELDOLET | B | 4"x2" |  |  | TYPE=OLET,SKEY=WTBW |  | BV | 0 |  |  |  | mm | 114.3 | 4 | 57283.0752 | 8916.5943 | 417.2996 |  |  | New |  | 0.79 | KG | [6 empty] | SHOP | RACK PRINCIPAL | 349419
WELDOLET, BW, SCH 40, MSS-SP-97, A105 | MSS-SP-97 |  |  |  | WELDOLET, 4"X2" ND, BW, STD, 1 1/2" LG, MSS-SP-97 | WELDOLET | B | 4"x2" | 3/4"-FG-B-322-N |  | TYPE=OLET,SKEY=WTBW |  | BV | 0 |  |  |  | mm | 114.3 | 4 | 57283.0752 | 8916.5943 | 1685.8092 |  |  | New |  | 0.79 | KG | [6 empty] | SHOP | RACK PRINCIPAL | 349420
THREADOLET, 3000#, MSS SP-97 | MSS SP-97 |  |  |  | THREADOLET, 4"X2" ND, 3000 LB, BWXFPT, 13/16" LG, MSS SP-97 | Threadolet | B | 4"x2" | 3/4"-FG-B-322-N |  | TYPE=OLET,SKEY=THSC |  | BV | 0 |  |  |  | mm | 114.3 | 4 | 57283.0752 | 8916.5943 | 679.0284 | 3000 |  | New |  | 0.79 | KG | [6 empty] | SHOP | RACK PRINCIPAL | 349421
THREADOLET, 3000#, MSS SP-97 | MSS SP-97 |  |  |  | THREADOLET, 4"X2" ND, 3000 LB, BWXFPT, 13/16" LG, MSS SP-97 | Threadolet | B | 4"x2" | 3/4"-FG-B-322-N |  | TYPE=OLET,SKEY=THSC |  | BV | 0 |  |  |  | mm | 114.3 | 4 | 57283.0752 | 8916.5943 | 1399.2506 | 3000 |  | New |  | 0.79 | KG | [6 empty] | SHOP | RACK PRINCIPAL | 349422
THREADOLET, 3000#, MSS SP-97 | MSS SP-97 |  |  |  | THREADOLET, 4"X2" ND, 3000 LB, BWXFPT, 13/16" LG, MSS SP-97 | Threadolet | B | 4"x2" | 3/4"-FG-B-322-N |  | TYPE=OLET,SKEY=THSC |  | BV | 0 |  |  |  | mm | 114.3 | 4 | 57283.0752 | 8916.5943 | 1051.5544 | 3000 |  | New |  | 0.79 | KG | [6 empty] | SHOP | RACK PRINCIPAL | 349423
SOCKOLET, #3000, B16.11, A105 | ASME B16.11 |  |  |  | SOCKOLET | SOCKOLET | B | 4"x1/2" | 3/4"-FG-B-322-N |  | TYPE=OLET,SKEY=THSW |  | BV | 0 |  |  |  | mm | 114.3 | 4 | 57283.0752 | 8916.5943 | 310.9496 | 3000 |  | New |  | 0.15 | KG | [6 empty] | SHOP | RACK PRINCIPAL | 349424
SOCKOLET, #3000, B16.11, A105 | ASME B16.11 |  |  |  | SOCKOLET | SOCKOLET | B | 4"x1/2" | 3/4"-FG-B-322-N |  | TYPE=OLET,SKEY=THSW |  | BV | 0 |  |  |  | mm | 114.3 | 4 | 57283.0752 | 8916.5943 | 1792.1592 | 3000 |  | New |  | 0.15 | KG | [6 empty] | SHOP | RACK PRINCIPAL | 349425
THREADOLET, 6000#, MSS SP-97 | MSS SP-97 |  |  |  | THREADOLET, 3"X1/2" ND, 3000 LB, BWXFPT, 1/2" LG, MSS SP-97 | Threadolet | E | 3"x1/2" | 3"-MUL-E-006-N |  | TYPE=OLET,SKEY=THSC |  | BV | 0 |  |  |  | mm | 88.9 | 3 | 24582.7671 | 5772.177 | 759.8131 | 3000 |  | New |  | 0.11 | KG | [6 empty] | SHOP | RACK PRINCIPAL | 349431
THREADOLET, 6000#, MSS SP-97 | MSS SP-97 |  |  |  | THREADOLET, 3"X1/2" ND, 3000 LB, BWXFPT, 1/2" LG, MSS SP-97 | Threadolet | E | 3"x1/2" | 3"-MUL-E-005-N |  | TYPE=OLET,SKEY=THSC |  | BV | 0 |  |  |  | mm | 88.9 | 3 | 21782.7672 | 5772.177 | 759.8131 | 3000 |  | New |  | 0.11 | KG | [6 empty] | SHOP | RACK PRINCIPAL | 349433
THREADOLET, 3000#, MSS SP-97 | MSS SP-97 |  |  |  | THREADOLET, 3"X1/2" ND, 3000 LB, BWXFPT, 1/2" LG, MSS SP-97 | Threadolet | B | 3"x1/2" | 3"-LIH-B-440-N |  | TYPE=OLET,SKEY=THSC |  | BV | 0 |  |  |  | mm | 88.9 | 3 | 82260.6817 | 59838.388 | 178.6 | 3000 |  | New |  | 0.11 | KG | [6 empty] | SHOP | RACK PRINCIPAL | 349440
THREADOLET, 3000#, MSS SP-97 | MSS SP-97 |  |  |  | THREADOLET, 3"X1/2" ND, 3000 LB, BWXFPT, 1/2" LG, MSS SP-97 | Threadolet | B | 3"x1/2" | 3"-LIH-B-440-N |  | TYPE=OLET,SKEY=THSC |  | BV | 0 |  |  |  | mm | 88.9 | 3 | 82260.6817 | 59838.388 | 178.6 | 3000 |  | New |  | 0.11 | KG | [6 empty] | SHOP | RACK PRINCIPAL | 349441
THREADOLET, 3000#, MSS SP-97 | MSS SP-97 |  |  |  | THREADOLET, 2"X1/2" ND, 3000 LB, BWXFPT, 1/2" LG, MSS SP-97 | Threadolet | B | 2"x1/2" | 2"-LIH-B-428-N |  | TYPE=OLET,SKEY=THSC |  | BV | 0 |  |  |  | mm | 60.325 | 2 | 82071.0836 | 60084.0815 | 603.747 | 3000 |  | New |  | 0.11 | KG | [6 empty] | SHOP | RACK PRINCIPAL | 349443
SOCKOLET, #3000, B16.11, A105 | ASME B16.11 |  |  |  | SOCKOLET | SOCKOLET | B | 2"x1/2" | 2"-LIH-B-428-N |  | TYPE=OLET,SKEY=THSW |  | BV | 0 |  |  |  | mm | 60.325 | 2 | 82071.0836 | 60084.0815 | 603.747 | 3000 |  | New |  | 0.15 | KG | [6 empty] | SHOP | RACK PRINCIPAL | 349444
ORIFICE PLATE, 900 LB, RTJ, ASME B16.48 | ASME B16.48 |  |  |  | ORIFICE PLATE, 4" ND, 900 LB, RTJ, 6 1/16" LG, ASME B16.48 | Orifice Plate | E | 4" | 4"-MUL-K-002-N |  | TYPE=INSTRUMENT,SKEY=OP |  | WF | 0 | RTJ |  |  | mm | 114.3 | 4 | 15051.4463 | 2277.6022 | 132.065 | 900 |  | New | [9 empty] | SHOP | RACK PRINCIPAL | 349451
PIPE, SEAMLESS, BE, SCH 40, B36.10, A106 Gr. B | API 5L Gr. B |  |  |  | 2"-24" | PIPE, SEAMLESS | B | 2" | 2"-LIH-B-449-N |  | TYPE=PIPE |  | PL |  |  |  |  | mm | 60.325 | 2 | 82656.8252 | 60871.9495 | 603.747 |  | STD | New |  | 5.44 | KG | [6 empty] | SHOP | RACK PRINCIPAL | 349453
PIPE, SCH 80, PE, B36.1, A-106 GR.B | ASTM A106 |  |  |  | PIPE, SEAMLESS, 80, 1" ND, PE, ASTM A106 | PIPE, SEAMLESS | A1A2 | 1" | 1"-IA-A1-906-N |  | TYPE=PIPE |  | PL |  |  |  |  | mm | 33.401 | 1 | 49341.1822 | 1979.6022 | 90.7005 |  | 80 | New |  |  | KG | [6 empty] | SHOP | RACK PRINCIPAL | 349454
PIPE, SEAMLESS, BE, SCH 40, B36.10, A106 Gr. B | API 5L Gr. B |  |  |  | 2"-24" | PIPE, SEAMLESS | B | 2" | 2"-LIH-B-428-N |  | TYPE=PIPE |  | PL |  |  |  |  | mm | 60.325 | 2 | 82656.8252 | 59871.9495 | 603.747 |  | STD | New |  | 5.44 | KG | [6 empty] | SHOP | RACK PRINCIPAL | 349460
PIPE, SEAMLESS, PE, SCH 160, B36.10, A106 Gr. B | ASTM A106 Gr. B |  |  |  | 1/2"-1-1/2" | PIPE, SEAMLESS | B | 1" | 1"-PG-B-311-HT |  | TYPE=PIPE |  | PL |  |  |  |  | mm | 33.401 | 1 | 32189.7971 | 2271.6022 | 140.7005 |  | 10S | New |  | 4.24 | KG | [6 empty] | SHOP | RACK PRINCIPAL | 349463
PIPE, SEAMLESS, BE, SCH 40, B36.10, A106 Gr. B | API 5L Gr. B |  |  |  | 2"-24" | PIPE, SEAMLESS | B | 2" | 2"-LIH-B-431-N |  | TYPE=PIPE |  | PL |  |  |  |  | mm | 60.325 | 2 | 80978.5294 | 60670.5815 | 150.8505 |  | STD | New |  | 5.44 | KG | [6 empty] | SHOP | RACK PRINCIPAL | 349466
PIPE, SEAMLESS, PE, SCH 160, B36.10, A106 Gr. B | ASTM A106 Gr. B |  |  |  | 1/2"-1-1/2" | PIPE, SEAMLESS | B | 1" | 1"-PG-B-311-HT |  | TYPE=PIPE |  | PL |  |  |  |  | mm | 33.401 | 1 | 29907.2086 | 2293.9542 | 140.7005 |  | 10S | New |  | 4.24 | KG | [6 empty] | SHOP | RACK PRINCIPAL | 349467
PIPE, SEAMLESS, PE, SCH 160, B36.10, A106 Gr. B | ASTM A106 Gr. B |  |  |  | 1/2"-1-1/2" | PIPE, SEAMLESS | B | 1" | 1"-PG-B-311-HT |  | TYPE=PIPE |  | PL |  |  |  |  | mm | 33.401 | 1 | 38205.6721 | 2271.6022 | 140.7005 |  | 10S | New |  | 4.24 | KG | [6 empty] | SHOP | RACK PRINCIPAL | 349468
PIPE, SEAMLESS, PE, SCH 160, B36.10, A106 Gr. B | ASTM A106 Gr. B |  |  |  | 1/2"-1-1/2" | PIPE, SEAMLESS | B | 1" | 1"-PG-B-311-HT |  | TYPE=PIPE |  | PL |  |  |  |  | mm | 33.401 | 1 | 32205.6721 | 2271.6022 | 140.7005 |  | 10S | New |  | 4.24 | KG | [6 empty] | SHOP | RACK PRINCIPAL | 349469
PIPE, SCH 80, PE, B36.1, A-106 GR.B | ASTM A106 |  |  |  | PIPE, SEAMLESS, 80, 1" ND, PE, ASTM A106 | PIPE, SEAMLESS | A1A2 | 1" | 1"-IA-A1-906-N |  | TYPE=PIPE |  | PL |  |  |  |  | mm | 33.401 | 1 | 5395.8334 | 15624.5744 | 90.7005 |  | 80 | New |  |  | KG | [6 empty] | SHOP | RACK PRINCIPAL | 349474
PIPE, SCH 80, PE, B36.1, A-106 GR.B | ASTM A106 |  |  |  | PIPE, SEAMLESS, 80, 1" ND, PE, ASTM A106 | PIPE, SEAMLESS | A1A2 | 1" | 1"-IA-A1-906-N |  | TYPE=PIPE |  | PL |  |  |  |  | mm | 33.401 | 1 | 3551.8421 | 15597.4675 | 90.7005 |  | 80 | New |  |  | KG | [6 empty] | SHOP | RACK PRINCIPAL | 349475
PIPE, SCH 80, PE, B36.1, A-106 GR.B | ASTM A106 |  |  |  | PIPE, SEAMLESS, 80, 1" ND, PE, ASTM A106 | PIPE, SEAMLESS | A1A2 | 1" | 1"-IA-A1-906-N |  | TYPE=PIPE |  | PL |  |  |  |  | mm | 33.401 | 1 | 5368.7266 | 15597.4675 | 90.7005 |  | 80 | New |  |  | KG | [6 empty] | SHOP | RACK PRINCIPAL | 349476
PIPE, SCH 80, PE, B36.1, A-106 GR.B | ASTM A106 |  |  |  | PIPE, SEAMLESS, 80, 1" ND, PE, ASTM A106 | PIPE, SEAMLESS | A1A2 | 1" | 1"-IA-A1-906-N |  | TYPE=PIPE |  | PL |  |  |  |  | mm | 33.401 | 1 | 3834.6021 | 15624.5744 | 90.7005 |  | 80 | New |  |  | KG | [6 empty] | SHOP | RACK PRINCIPAL | 349477
PIPE, SCH 80, PE, B36.1, A-106 GR.B | ASTM A106 |  |  |  | PIPE, SEAMLESS, 80, 1" ND, PE, ASTM A106 | PIPE, SEAMLESS | A1A2 | 1" | 1"-IA-A1-906-N |  | TYPE=PIPE |  | PL |  |  |  |  | mm | 33.401 | 1 | 4184.602 | 15624.5744 | 90.7005 |  | 80 | New |  |  | KG | [6 empty] | SHOP | RACK PRINCIPAL | 349478
PIPE, SCH 80, PE, B36.1, A-106 GR.B | ASTM A106 |  |  |  | PIPE, SEAMLESS, 80, 1" ND, PE, ASTM A106 | PIPE, SEAMLESS | A1A2 | 1" | 1"-IA-A1-906-N |  | TYPE=PIPE |  | PL |  |  |  |  | mm | 33.401 | 1 | 4534.6019 | 15624.5744 | 90.7005 |  | 80 | New |  |  | KG | [6 empty] | SHOP | RACK PRINCIPAL | 349479
PIPE, SCH 80, PE, B36.1, A-106 GR.B | ASTM A106 |  |  |  | PIPE, SEAMLESS, 80, 1" ND, PE, ASTM A106 | PIPE, SEAMLESS | A1A2 | 1" | 1"-IA-A1-906-N |  | TYPE=PIPE |  | PL |  |  |  |  | mm | 33.401 | 1 | 5341.6197 | 15624.5744 | 90.7005 |  | 80 | New |  |  | KG | [6 empty] | SHOP | RACK PRINCIPAL | 349480
PIPE, SEAMLESS, BE, SCH 40, B36.10, A106 Gr. B | API 5L Gr. B |  |  |  | 2"-24" | PIPE, SEAMLESS | B | 6" | 6"-FH-B-325-N |  | TYPE=PIPE |  | PL |  |  |  |  | mm | 168.275 | 6 | 86588.1718 | 10888.671 | 2518.6488 |  | STD | New |  | 28.26 | KG | [6 empty] | SHOP | RACK PRINCIPAL | 349481
PIPE, SEAMLESS, BE, SCH 40, B36.10, A106 Gr. B | API 5L Gr. B |  |  |  | 2"-24" | PIPE, SEAMLESS | B | 6" | 6"-FH-B-325-N |  | TYPE=PIPE |  | PL |  |  |  |  | mm | 168.275 | 6 | 57493.3414 | 10660.0715 | 2457.5583 |  | STD | New |  | 28.26 | KG | [6 empty] | SHOP | RACK PRINCIPAL | 349482
PIPE, SEAMLESS, BE, SCH 40, B36.10, A106 Gr. B | API 5L Gr. B |  |  |  | 2"-24" | PIPE, SEAMLESS | B | 6" | 6"-FH-B-325-N |  | TYPE=PIPE |  | PL |  |  |  |  | mm | 168.275 | 6 | 86816.7713 | 61186.5375 | 2623.9123 |  | STD | New |  | 28.26 | KG | [6 empty] | SHOP | RACK PRINCIPAL | 349483
PIPE, SEAMLESS, PE, SCH 160, B36.10, A106 Gr. B | ASTM A106 Gr. B |  |  |  | 1/2"-1-1/2" | PIPE, SEAMLESS | B | 1/2" | 2"-LIH-B-449-N |  | TYPE=PIPE |  | PL |  |  |  |  | mm | 21.336 | 0.5 | 82048.2167 | 61084.0815 | 557.7095 |  | 10S | New |  | 1.95 | KG | [6 empty] | SHOP | RACK PRINCIPAL | 349484
PIPE, SEAMLESS, BE, SCH 40, B36.10, A106 Gr. B | API 5L Gr. B |  |  |  | 2"-24" | PIPE, SEAMLESS | B | 3" | 3"-LIH-B-426-N |  | TYPE=PIPE |  | PL |  |  |  |  | mm | 88.9 | 3 | 81242.8294 | 57384.2009 | 178.6 |  | STD | New |  | 11.29 | KG | [6 empty] | SHOP | RACK PRINCIPAL | 349485
PIPE, SEAMLESS, BE, SCH 160, B36.10, A106 Gr. B | ASTM A106 Gr. B |  |  |  | PIPE BE 160 | PIPE, SEAMLESS | E | 2" | 3"-MUL-E-006-N |  | TYPE=PIPE |  | PL |  |  |  |  | mm | 60.325 | 2 | 24506.5671 | 3456.243 | 759.8131 |  | 10S | New |  | 11.11 | KG | [6 empty] | SHOP | RACK PRINCIPAL | 349486
PIPE, SEAMLESS, BE, SCH 160, B36.10, A106 Gr. B | ASTM A106 Gr. B |  |  |  | PIPE BE 160 | PIPE, SEAMLESS | E | 3" | 3"-MUL-E-006-N |  | TYPE=PIPE |  | PL |  |  |  |  | mm | 88.9 | 3 | 24582.7671 | 4210.7246 | 759.8131 |  | 10S | New |  | 21.35 | KG | [6 empty] | SHOP | RACK PRINCIPAL | 349493
PIPE, SEAMLESS, PE, SCH 160, B36.10, A106 Gr. B | ASTM A106 Gr. B |  |  |  | 1/2"-1-1/2" | PIPE, SEAMLESS | B | 1 1/2" | 1 1/2"-LIH-B-421-N |  | TYPE=PIPE |  | PL |  |  |  |  | mm | 48.26 | 1.5 | 65143.1933 | 11421.783 | 148.13 |  | 10S | New |  | 7.25 | KG | [6 empty] | SHOP | RACK PRINCIPAL | 349496
PIPE, SEAMLESS, PE, SCH 160, B36.10, A106 Gr. B | ASTM A106 Gr. B |  |  |  | 1/2"-1-1/2" | PIPE, SEAMLESS | B | 1 1/2" | 1 1/2"-LIH-B-421-N |  | TYPE=PIPE |  | PL |  |  |  |  | mm | 48.26 | 1.5 | 77174.9433 | 11421.783 | 148.13 |  | 10S | New |  | 7.25 | KG | [6 empty] | SHOP | RACK PRINCIPAL | 349497
PIPE, SEAMLESS, PE, SCH 160, B36.10, A106 Gr. B | ASTM A106 Gr. B |  |  |  | 1/2"-1-1/2" | PIPE, SEAMLESS | B | 1 1/2" | 1 1/2"-LIH-B-421-N |  | TYPE=PIPE |  | PL |  |  |  |  | mm | 48.26 | 1.5 | 59095.5683 | 2407.22 | 148.13 |  | 10S | New |  | 7.25 | KG | [6 empty] | SHOP | RACK PRINCIPAL | 349499
PIPE, SEAMLESS, PE, SCH 160, B36.10, A106 Gr. B | ASTM A106 Gr. B |  |  |  | 1/2"-1-1/2" | PIPE, SEAMLESS | B | 1 1/2" | 1 1/2"-LIH-B-421-N |  | TYPE=PIPE |  | PL |  |  |  |  | mm | 48.26 | 1.5 | 85878.497 | 11453.533 | 148.13 |  | 10S | New |  | 7.25 | KG | [6 empty] | SHOP | RACK PRINCIPAL | 349501
PIPE, SEAMLESS, PE, SCH 160, B36.10, A106 Gr. B | ASTM A106 Gr. B |  |  |  | 1/2"-1-1/2" | PIPE, SEAMLESS | B | 1 1/2" | 1 1/2"-LIH-B-421-N |  | TYPE=PIPE |  | PL |  |  |  |  | mm | 48.26 | 1.5 | 59127.3183 | 11421.783 | 148.13 |  | 10S | New |  | 7.25 | KG | [6 empty] | SHOP | RACK PRINCIPAL | 349502
PIPE, SEAMLESS, PE, SCH 160, B36.10, A106 Gr. B | ASTM A106 Gr. B |  |  |  | 1/2"-1-1/2" | PIPE, SEAMLESS | B | 1 1/2" | 1 1/2"-LIH-B-421-N |  | TYPE=PIPE |  | PL |  |  |  |  | mm | 48.26 | 1.5 | 85878.497 | 17469.408 | 148.13 |  | 10S | New |  | 7.25 | KG | [6 empty] | SHOP | RACK PRINCIPAL | 349503
PIPE, SEAMLESS, PE, SCH 160, B36.10, A106 Gr. B | ASTM A106 Gr. B |  |  |  | 1/2"-1-1/2" | PIPE, SEAMLESS | B | 1 1/2" | 1 1/2"-LIH-B-421-N |  | TYPE=PIPE |  | PL |  |  |  |  | mm | 48.26 | 1.5 | 71159.0683 | 11421.783 | 148.13 |  | 10S | New |  | 7.25 | KG | [6 empty] | SHOP | RACK PRINCIPAL | 349504
PIPE, SEAMLESS, PE, SCH 160, B36.10, A106 Gr. B | ASTM A106 Gr. B |  |  |  | 1/2"-1-1/2" | PIPE, SEAMLESS | B | 1" | 1"-DO-B-509-N |  | TYPE=PIPE |  | PL |  |  |  |  | mm | 33.401 | 1 | 59283.5683 | 2209.822 | 140.7005 |  | 10S | New |  | 4.24 | KG | [6 empty] | SHOP | RACK PRINCIPAL | 349505
PIPE, SEAMLESS, PE, SCH 160, B36.10, A106 Gr. B | ASTM A106 Gr. B |  |  |  | 1/2"-1-1/2" | PIPE, SEAMLESS | B | 1" | 1"-DO-B-509-N |  | TYPE=PIPE |  | PL |  |  |  |  | mm | 33.401 | 1 | 59305.9203 | 11233.783 | 140.7005 |  | 10S | New |  | 4.24 | KG | [6 empty] | SHOP | RACK PRINCIPAL | 349506
PIPE, SEAMLESS, PE, SCH 160, B36.10, A106 Gr. B | ASTM A106 Gr. B |  |  |  | 1/2"-1-1/2" | PIPE, SEAMLESS | B | 1" | 1"-DO-B-509-N |  | TYPE=PIPE |  | PL |  |  |  |  | mm | 33.401 | 1 | 86066.497 | 11256.135 | 140.7005 |  | 10S | New |  | 4.24 | KG | [6 empty] | SHOP | RACK PRINCIPAL | 349507
PIPE, SEAMLESS, PE, SCH 160, B36.10, A106 Gr. B | ASTM A106 Gr. B |  |  |  | 1/2"-1-1/2" | PIPE, SEAMLESS | B | 1" | 1"-DO-B-509-N |  | TYPE=PIPE |  | PL |  |  |  |  | mm | 33.401 | 1 | 65321.7953 | 11233.783 | 140.7005 |  | 10S | New |  | 4.24 | KG | [6 empty] | SHOP | RACK PRINCIPAL | 349508
PIPE, SEAMLESS, PE, SCH 160, B36.10, A106 Gr. B | ASTM A106 Gr. B |  |  |  | 1/2"-1-1/2" | PIPE, SEAMLESS | B | 1" | 1"-DO-B-509-N |  | TYPE=PIPE |  | PL |  |  |  |  | mm | 33.401 | 1 | 86066.497 | 17272.01 | 140.7005 |  | 10S | New |  | 4.24 | KG | [6 empty] | SHOP | RACK PRINCIPAL | 349509
PIPE, SEAMLESS, PE, SCH 160, B36.10, A106 Gr. B | ASTM A106 Gr. B |  |  |  | 1/2"-1-1/2" | PIPE, SEAMLESS | B | 1" | 1"-DO-B-509-N |  | TYPE=PIPE |  | PL |  |  |  |  | mm | 33.401 | 1 | 77353.5453 | 11233.783 | 140.7005 |  | 10S | New |  | 4.24 | KG | [6 empty] | SHOP | RACK PRINCIPAL | 349510
PIPE, SEAMLESS, PE, SCH 160, B36.10, A106 Gr. B | ASTM A106 Gr. B |  |  |  | 1/2"-1-1/2" | PIPE, SEAMLESS | B | 1" | 1"-DO-B-509-N |  | TYPE=PIPE |  | PL |  |  |  |  | mm | 33.401 | 1 | 71337.6703 | 11233.783 | 140.7005 |  | 10S | New |  | 4.24 | KG | [6 empty] | SHOP | RACK PRINCIPAL | 349511
PIPE, SCH 80, PE, B36.1, A-106 GR.B | ASTM A106 |  |  |  | PIPE, SEAMLESS, 80, 1/2" ND, PE, ASTM A106 | PIPE, SEAMLESS | A1A2 | 1/2" | 1/2"-PRW-A2-205-N |  | TYPE=PIPE |  | PL |  |  |  |  | mm | 21.336 | 0.5 | 65231.9863 | 11323.783 | 134.668 |  | 80 | New |  |  | KG | [6 empty] | SHOP | RACK PRINCIPAL | 349512
PIPE, SCH 80, PE, B36.1, A-106 GR.B | ASTM A106 |  |  |  | PIPE, SEAMLESS, 80, 1/2" ND, PE, ASTM A106 | PIPE, SEAMLESS | A1A2 | 1/2" | 1/2"-PRW-A2-205-N |  | TYPE=PIPE |  | PL |  |  |  |  | mm | 21.336 | 0.5 | 59213.2863 | 11323.783 | 134.668 |  | 80 | New |  |  | KG | [6 empty] | SHOP | RACK PRINCIPAL | 349513
PIPE, SCH 80, PE, B36.1, A-106 GR.B | ASTM A106 |  |  |  | PIPE, SEAMLESS, 80, 1/2" ND, PE, ASTM A106 | PIPE, SEAMLESS | A1A2 | 1/2" | 1/2"-PRW-A2-205-N |  | TYPE=PIPE |  | PL |  |  |  |  | mm | 21.336 | 0.5 | 59193.5683 | 2293.218 | 134.668 |  | 80 | New |  |  | KG | [6 empty] | SHOP | RACK PRINCIPAL | 349514
PIPE, SCH 80, PE, B36.1, A-106 GR.B | ASTM A106 |  |  |  | PIPE, SEAMLESS, 80, 1/2" ND, PE, ASTM A106 | PIPE, SEAMLESS | A1A2 | 1/2" | 1/2"-PRW-A2-205-N |  | TYPE=PIPE |  | PL |  |  |  |  | mm | 21.336 | 0.5 | 85976.497 | 17364.1411 | 134.668 |  | 80 | New |  |  | KG | [6 empty] | SHOP | RACK PRINCIPAL | 349515
PIPE, SCH 80, PE, B36.1, A-106 GR.B | ASTM A106 |  |  |  | PIPE, SEAMLESS, 80, 1/2" ND, PE, ASTM A106 | PIPE, SEAMLESS | A1A2 | 1/2" | 1/2"-PRW-A2-205-N |  | TYPE=PIPE |  | PL |  |  |  |  | mm | 21.336 | 0.5 | 85976.497 | 11343.5011 | 134.668 |  | 80 | New |  |  | KG | [6 empty] | SHOP | RACK PRINCIPAL | 349516
PIPE, SCH 80, PE, B36.1, A-106 GR.B | ASTM A106 |  |  |  | PIPE, SEAMLESS, 80, 1/2" ND, PE, ASTM A106 | PIPE, SEAMLESS | A1A2 | 1/2" | 1/2"-PRW-A2-205-N |  | TYPE=PIPE |  | PL |  |  |  |  | mm | 21.336 | 0.5 | 71252.6263 | 11323.783 | 134.668 |  | 80 | New |  |  | KG | [6 empty] | SHOP | RACK PRINCIPAL | 349517
PIPE, SCH 80, PE, B36.1, A-106 GR.B | ASTM A106 |  |  |  | PIPE, SEAMLESS, 80, 1/2" ND, PE, ASTM A106 | PIPE, SEAMLESS | A1A2 | 1/2" | 1/2"-PRW-A2-205-N |  | TYPE=PIPE |  | PL |  |  |  |  | mm | 21.336 | 0.5 | 77273.2664 | 11323.783 | 134.668 |  | 80 | New |  |  | KG | [6 empty] | SHOP | RACK PRINCIPAL | 349518
PIPE, SCH 80, PE, B36.1, A-106 GR.B | ASTM A106 |  |  |  | PIPE, SEAMLESS, 80, 1/2" ND, PE, ASTM A106 | PIPE, SEAMLESS | A1A2 | 1/2" | 1/2"-PRW-A2-205-N |  | TYPE=PIPE |  | PL |  |  |  |  | mm | 21.336 | 0.5 | 59193.5683 | 8309.888 | 134.668 |  | 80 | New |  |  | KG | [6 empty] | SHOP | RACK PRINCIPAL | 349519
PIPE, SEAMLESS, PE, SCH 160, B36.10, A106 Gr. B | ASTM A106 Gr. B |  |  |  | 1/2"-1-1/2" | PIPE, SEAMLESS | B | 1" | 1"-DO-B-509-N |  | TYPE=PIPE |  | PL |  |  |  |  | mm | 33.401 | 1 | 59283.5683 | 8225.697 | 140.7005 |  | 10S | New |  | 4.24 | KG | [6 empty] | SHOP | RACK PRINCIPAL | 349520
PIPE, SCH 80, PE, B36.1, A-106 GR.B | ASTM A106 |  |  |  | PIPE, SEAMLESS, 80, 1/2" ND, PE, ASTM A106 | PIPE, SEAMLESS | A1A2 | 1/2" | 1/2"-PRW-A2-205-N |  | TYPE=PIPE |  | PL |  |  |  |  | mm | 21.336 | 0.5 | 83293.9064 | 11323.783 | 134.668 |  | 80 | New |  |  | KG | [6 empty] | SHOP | RACK PRINCIPAL | 349521
PIPE, SEAMLESS, PE, SCH 160, B36.10, A106 Gr. B | ASTM A106 Gr. B |  |  |  | 1/2"-1-1/2" | PIPE, SEAMLESS | B | 1 1/2" | 1 1/2"-LIH-B-421-N |  | TYPE=PIPE |  | PL |  |  |  |  | mm | 48.26 | 1.5 | 83190.8183 | 11421.783 | 148.13 |  | 10S | New |  | 7.25 | KG | [6 empty] | SHOP | RACK PRINCIPAL | 349522
PIPE, SEAMLESS, BE, SCH 80, B36.10, A106 Gr B | API 5L Gr. B |  |  |  | 3"-8" | PIPE, SEAMLESS | D | 4" | 4"-PG-D-314-N |  | TYPE=PIPE |  | PL |  |  |  |  | mm | 114.3 | 4 | 59629.5683 | 1953.0022 | 181.15 |  | STD | New |  | 22.32 | KG | [6 empty] | SHOP | RACK PRINCIPAL | 349523
PIPE, SEAMLESS, PE, SCH 160, B36.10, A106 Gr. B | ASTM A106 Gr. B |  |  |  | 1/2"-1-1/2" | PIPE, SEAMLESS | B | 1/2" | 1/2"-LIH-B-405-HT |  | TYPE=PIPE |  | PL |  |  |  |  | mm | 21.336 | 0.5 | 38035.0869 | 2181.6022 | 134.668 |  | 10S | New |  | 1.95 | KG | [6 empty] | SHOP | RACK PRINCIPAL | 349524
PIPE, SEAMLESS, PE, SCH 160, B36.10, A106 Gr. B | ASTM A106 Gr. B |  |  |  | 1/2"-1-1/2" | PIPE, SEAMLESS | B | 1/2" | 1/2"-LIH-B-405-HT |  | TYPE=PIPE |  | PL |  |  |  |  | mm | 21.336 | 0.5 | 32022.3869 | 2181.6022 | 134.668 |  | 10S | New |  | 1.95 | KG | [6 empty] | SHOP | RACK PRINCIPAL | 349525
PIPE, SEAMLESS, PE, SCH 160, B36.10, A106 Gr. B | ASTM A106 Gr. B |  |  |  | 1/2"-1-1/2" | PIPE, SEAMLESS | B | 1/2" | 1/2"-LIH-B-405-HT |  | TYPE=PIPE |  | PL |  |  |  |  | mm | 21.336 | 0.5 | 44047.7869 | 2181.6022 | 134.668 |  | 10S | New |  | 1.95 | KG | [6 empty] | SHOP | RACK PRINCIPAL | 349526
PIPE, SEAMLESS, PE, SCH 160, B36.10, A106 Gr. B | ASTM A106 Gr. B |  |  |  | 1/2"-1-1/2" | PIPE, SEAMLESS | B | 1/2" | 1/2"-LIH-B-405-HT |  | TYPE=PIPE |  | PL |  |  |  |  | mm | 21.336 | 0.5 | 29806.5739 | 2197.3502 | 134.668 |  | 10S | New |  | 1.95 | KG | [6 empty] | SHOP | RACK PRINCIPAL | 349527
PIPE, SEAMLESS, PE, SCH 160, B36.10, A106 Gr. B | ASTM A106 Gr. B |  |  |  | 1/2"-1-1/2" | PIPE, SEAMLESS | B | 3/4" | 3/4"-FG-B-303-N |  | TYPE=PIPE |  | PL |  |  |  |  | mm | 26.67 | 0.75 | 25908.8306 | 2102.6522 | 437.335 |  | 10S | New |  | 2.9 | KG | [6 empty] | SHOP | RACK PRINCIPAL | 349528
PIPE, SEAMLESS, PE, SCH 160, B36.10, A106 Gr. B | ASTM A106 Gr. B |  |  |  | 1/2"-1-1/2" | PIPE, SEAMLESS | B | 1 1/2" | 1 1/2"-FG-B-320-N |  | TYPE=PIPE |  | PL |  |  |  |  | mm | 48.26 | 1.5 | 7733.9253 | 2083.6022 | 98.13 |  | 10S | New |  | 7.25 | KG | [6 empty] | SHOP | RACK PRINCIPAL | 349529
PIPE, SEAMLESS, PE, SCH 160, B36.10, A106 Gr. B | ASTM A106 Gr. B |  |  |  | 1/2"-1-1/2" | PIPE, SEAMLESS | B | 1 1/2" | 1 1/2"-FG-B-320-N |  | TYPE=PIPE |  | PL |  |  |  |  | mm | 48.26 | 1.5 | 1702.1753 | 2115.3522 | 98.13 |  | 10S | New |  | 7.25 | KG | [6 empty] | SHOP | RACK PRINCIPAL | 349530
PIPE, SEAMLESS, PE, SCH 160, B36.10, A106 Gr. B | ASTM A106 Gr. B |  |  |  | 1/2"-1-1/2" | PIPE, SEAMLESS | B | 1 1/2" | 1 1/2"-FG-B-320-N |  | TYPE=PIPE |  | PL |  |  |  |  | mm | 48.26 | 1.5 | 43829.1753 | 2083.6022 | 98.13 |  | 10S | New |  | 7.25 | KG | [6 empty] | SHOP | RACK PRINCIPAL | 349531
PIPE, SEAMLESS, PE, SCH 160, B36.10, A106 Gr. B | ASTM A106 Gr. B |  |  |  | 1/2"-1-1/2" | PIPE, SEAMLESS | B | 1 1/2" | 1 1/2"-FG-B-320-N |  | TYPE=PIPE |  | PL |  |  |  |  | mm | 48.26 | 1.5 | 23140.6646 | 2083.6022 | 98.13 |  | 10S | New |  | 7.25 | KG | [6 empty] | SHOP | RACK PRINCIPAL | 349532
PIPE, SEAMLESS, PE, SCH 160, B36.10, A106 Gr. B | ASTM A106 Gr. B |  |  |  | 1/2"-1-1/2" | PIPE, SEAMLESS | B | 1 1/2" | 1 1/2"-FG-B-320-N |  | TYPE=PIPE |  | PL |  |  |  |  | mm | 48.26 | 1.5 | 25940.5806 | 2083.6022 | 98.13 |  | 10S | New |  | 7.25 | KG | [6 empty] | SHOP | RACK PRINCIPAL | 349534
PIPE, SEAMLESS, PE, SCH 160, B36.10, A106 Gr. B | ASTM A106 Gr. B |  |  |  | 1/2"-1-1/2" | PIPE, SEAMLESS | B | 1 1/2" | 1 1/2"-FG-B-320-N |  | TYPE=PIPE |  | PL |  |  |  |  | mm | 48.26 | 1.5 | 49845.0503 | 2083.6022 | 98.13 |  | 10S | New |  | 7.25 | KG | [6 empty] | SHOP | RACK PRINCIPAL | 349535
PIPE, SEAMLESS, PE, SCH 160, B36.10, A106 Gr. B | ASTM A106 Gr. B |  |  |  | 1/2"-1-1/2" | PIPE, SEAMLESS | B | 1 1/2" | 1 1/2"-FG-B-320-N |  | TYPE=PIPE |  | PL |  |  |  |  | mm | 48.26 | 1.5 | 37813.3003 | 2083.6022 | 98.13 |  | 10S | New |  | 7.25 | KG | [6 empty] | SHOP | RACK PRINCIPAL | 349536
PIPE, SEAMLESS, PE, SCH 160, B36.10, A106 Gr. B | ASTM A106 Gr. B |  |  |  | 1/2"-1-1/2" | PIPE, SEAMLESS | B | 3/4" | 3/4"-FG-B-301-N |  | TYPE=PIPE |  | PL |  |  |  |  | mm | 26.67 | 0.75 | 23108.9146 | 2102.6522 | 437.335 |  | 10S | New |  | 2.9 | KG | [6 empty] | SHOP | RACK PRINCIPAL | 349539
PIPE, SCH 80, PE, B36.1, A-106 GR.B | ASTM A106 |  |  |  | PIPE, SEAMLESS, 80, 1/2" ND, PE, ASTM A106 | PIPE, SEAMLESS | A1A2 | 1/2" | 1/2"-PRW-A2-205-N |  | TYPE=PIPE |  | PL |  |  |  |  | mm | 21.336 | 0.5 | 49261.9992 | 2277.47 | 154.386 |  | 80 | New |  |  | KG | [6 empty] | SHOP | RACK PRINCIPAL | 349540
PIPE, SEAMLESS, PE, SCH 160, B36.10, A106 Gr. B | ASTM A106 Gr. B |  |  |  | 1/2"-1-1/2" | PIPE, SEAMLESS | B | 1 1/2" | 1 1/2"-FG-B-309-N |  | TYPE=PIPE |  | PL |  |  |  |  | mm | 48.26 | 1.5 | 51100.1664 | 4251.1563 | 3450.7187 |  | 10S | New |  | 7.25 | KG | [6 empty] | SHOP | RACK PRINCIPAL | 349542
PIPE, SEAMLESS, PE, SCH 160, B36.10, A106 Gr. B | ASTM A106 Gr. B |  |  |  | 1/2"-1-1/2" | PIPE, SEAMLESS | B | 1 1/2" | 1 1/2"-FG-B-309-N |  | TYPE=PIPE |  | PL |  |  |  |  | mm | 48.26 | 1.5 | 51100.1664 | 4219.4063 | 567.8005 |  | 10S | New |  | 7.25 | KG | [6 empty] | SHOP | RACK PRINCIPAL | 349543
PIPE, SEAMLESS, PE, SCH 160, B36.10, A106 Gr. B | ASTM A106 Gr. B |  |  |  | 1/2"-1-1/2" | PIPE, SEAMLESS | B | 1" | 1"-PG-B-311-HT |  | TYPE=PIPE |  | PL |  |  |  |  | mm | 33.401 | 1 | 49447.9955 | 2955.9566 | 140.7005 |  | 10S | New |  | 4.24 | KG | [6 empty] | SHOP | RACK PRINCIPAL | 349544
PIPE, SEAMLESS, PE, SCH 160, B36.10, A106 Gr. B | ASTM A106 Gr. B |  |  |  | 1/2"-1-1/2" | PIPE, SEAMLESS | B | 1" | 1"-PG-B-311-HT |  | TYPE=PIPE |  | PL |  |  |  |  | mm | 33.401 | 1 | 48787.923 | 2281.6601 | 140.7005 |  | 10S | New |  | 4.24 | KG | [6 empty] | SHOP | RACK PRINCIPAL | 349545
PIPE, SEAMLESS, PE, SCH 160, B36.10, A106 Gr. B | ASTM A106 Gr. B |  |  |  | 1/2"-1-1/2" | PIPE, SEAMLESS | B | 1/2" | 2"-LIH-B-442-N |  | TYPE=PIPE |  | PL |  |  |  |  | mm | 21.336 | 0.5 | 55466.6045 | 7020.0005 | 18.2625 |  | 10S | New |  | 1.95 | KG | [6 empty] | SHOP | RACK PRINCIPAL | 349547
PIPE, SEAMLESS, PE, SCH 160, B36.10, A106 Gr. B | ASTM A106 Gr. B |  |  |  | 1/2"-1-1/2" | PIPE, SEAMLESS | B | 1 1/2" | 1 1/2"-LIH-B-418-N |  | TYPE=PIPE |  | PL |  |  |  |  | mm | 48.26 | 1.5 | 56978.5315 | 6020.0005 | 64.3 |  | 10S | New |  | 7.25 | KG | [6 empty] | SHOP | RACK PRINCIPAL | 349548
PIPE, SEAMLESS, PE, SCH 160, B36.10, A106 Gr. B | ASTM A106 Gr. B |  |  |  | 1/2"-1-1/2" | PIPE, SEAMLESS | B | 1 1/2" | 1 1/2"-LIH-B-416-N |  | TYPE=PIPE |  | PL |  |  |  |  | mm | 48.26 | 1.5 | 56569.8705 | 7020.0005 | 64.3 |  | 10S | New |  | 7.25 | KG | [6 empty] | SHOP | RACK PRINCIPAL | 349549
PIPE, SEAMLESS, PE, SCH 160, B36.10, A106 Gr. B | ASTM A106 Gr. B |  |  |  | 1/2"-1-1/2" | PIPE, SEAMLESS | B | 1" | 1"-LIH-B-444-N |  | TYPE=PIPE |  | PL |  |  |  |  | mm | 33.401 | 1 | 55692.4139 | 7020.0005 | 430.5372 |  | 10S | New |  | 4.24 | KG | [6 empty] | SHOP | RACK PRINCIPAL | 349550
PIPE, SEAMLESS, PE, SCH 160, B36.10, A106 Gr. B | ASTM A106 Gr. B |  |  |  | 1/2"-1-1/2" | PIPE, SEAMLESS | B | 1/2" | 1"-LIH-B-446-N |  | TYPE=PIPE |  | PL |  |  |  |  | mm | 21.336 | 0.5 | 56358.8725 | 6020.0005 | 430.5372 |  | 10S | New |  | 1.95 | KG | [6 empty] | SHOP | RACK PRINCIPAL | 349551
PIPE, SEAMLESS, BE, SCH 40, B36.10, A106 Gr. B | API 5L Gr. B |  |  |  | 2"-24" | PIPE, SEAMLESS | B | 2" | 2"-LIH-B-417-N |  | TYPE=PIPE |  | PL |  |  |  |  | mm | 60.325 | 2 | 55286.4489 | 6020.0005 | 64.3 |  | STD | New |  | 5.44 | KG | [6 empty] | SHOP | RACK PRINCIPAL | 349552
PIPE, SEAMLESS, PE, SCH 160, B36.10, A106 Gr. B | ASTM A106 Gr. B |  |  |  | 1/2"-1-1/2" | PIPE, SEAMLESS | B | 1/2" | 1 1/2"-LIH-B-416-N |  | TYPE=PIPE |  | PL |  |  |  |  | mm | 21.336 | 0.5 | 56538.1205 | 7051.7505 | 64.3 |  | 10S | New |  | 1.95 | KG | [6 empty] | SHOP | RACK PRINCIPAL | 349553
PIPE, SEAMLESS, PE, SCH 160, B36.10, A106 Gr. B | ASTM A106 Gr. B |  |  |  | 1/2"-1-1/2" | PIPE, SEAMLESS | B | 1 1/2" | 2"-LIH-B-417-N |  | TYPE=PIPE |  | PL |  |  |  |  | mm | 48.26 | 1.5 | 55826.5419 | 6020.0005 | 64.3 |  | 10S | New |  | 7.25 | KG | [6 empty] | SHOP | RACK PRINCIPAL | 349554
PIPE, SEAMLESS, PE, SCH 160, B36.10, A106 Gr. B | ASTM A106 Gr. B |  |  |  | 1/2"-1-1/2" | PIPE, SEAMLESS | B | 1 1/2" | 2"-LIH-B-442-N |  | TYPE=PIPE |  | PL |  |  |  |  | mm | 48.26 | 1.5 | 55826.5419 | 7020.0005 | 64.3 |  | 10S | New |  | 7.25 | KG | [6 empty] | SHOP | RACK PRINCIPAL | 349555
PIPE, SEAMLESS, PE, SCH 160, B36.10, A106 Gr. B | ASTM A106 Gr. B |  |  |  | 1/2"-1-1/2" | PIPE, SEAMLESS | B | 1 1/2" | 1 1/2"-LIH-B-416-N |  | TYPE=PIPE |  | PL |  |  |  |  | mm | 48.26 | 1.5 | 56242.8705 | 7020.0005 | 64.3 |  | 10S | New |  | 7.25 | KG | [6 empty] | SHOP | RACK PRINCIPAL | 349556
PIPE, SEAMLESS, PE, SCH 160, B36.10, A106 Gr. B | ASTM A106 Gr. B |  |  |  | 1/2"-1-1/2" | PIPE, SEAMLESS | B | 1 1/2" | 2"-LIH-B-442-N |  | TYPE=PIPE |  | PL |  |  |  |  | mm | 48.26 | 1.5 | 55688.313 | 7020.0005 | 64.3 |  | 10S | New |  | 7.25 | KG | [6 empty] | SHOP | RACK PRINCIPAL | 349557
PIPE, SEAMLESS, PE, SCH 160, B36.10, A106 Gr. B | ASTM A106 Gr. B |  |  |  | 1/2"-1-1/2" | PIPE, SEAMLESS | B | 1" | 1"-LIH-B-446-N |  | TYPE=PIPE |  | PL |  |  |  |  | mm | 33.401 | 1 | 55692.4139 | 6020.0005 | 430.5372 |  | 10S | New |  | 4.24 | KG | [6 empty] | SHOP | RACK PRINCIPAL | 349558
PIPE, SEAMLESS, PE, SCH 160, B36.10, A106 Gr. B | ASTM A106 Gr. B |  |  |  | 1/2"-1-1/2" | PIPE, SEAMLESS | B | 1/2" | 1"-LIH-B-444-N |  | TYPE=PIPE |  | PL |  |  |  |  | mm | 21.336 | 0.5 | 56358.8725 | 7020.0005 | 430.5372 |  | 10S | New |  | 1.95 | KG | [6 empty] | SHOP | RACK PRINCIPAL | 349560
PIPE, SEAMLESS, PE, SCH 160, B36.10, A106 Gr. B | ASTM A106 Gr. B |  |  |  | 1/2"-1-1/2" | PIPE, SEAMLESS | B | 1" | 1"-LIH-B-446-N |  | TYPE=PIPE |  | PL |  |  |  |  | mm | 33.401 | 1 | 55534.5653 | 6020.0005 | 430.5372 |  | 10S | New |  | 4.24 | KG | [6 empty] | SHOP | RACK PRINCIPAL | 349562
PIPE, SEAMLESS, PE, SCH 160, B36.10, A106 Gr. B | ASTM A106 Gr. B |  |  |  | 1/2"-1-1/2" | PIPE, SEAMLESS | B | 1 1/2" | 1 1/2"-LIH-B-418-N |  | TYPE=PIPE |  | PL |  |  |  |  | mm | 48.26 | 1.5 | 56569.8705 | 6020.0005 | 64.3 |  | 10S | New |  | 7.25 | KG | [6 empty] | SHOP | RACK PRINCIPAL | 349563
PIPE, SEAMLESS, PE, SCH 160, B36.10, A106 Gr. B | ASTM A106 Gr. B |  |  |  | 1/2"-1-1/2" | PIPE, SEAMLESS | B | 1 1/2" | 1 1/2"-LIH-B-416-N |  | TYPE=PIPE |  | PL |  |  |  |  | mm | 48.26 | 1.5 | 56406.3705 | 7020.0005 | 64.3 |  | 10S | New |  | 7.25 | KG | [6 empty] | SHOP | RACK PRINCIPAL | 349564
PIPE, SEAMLESS, PE, SCH 160, B36.10, A106 Gr. B | ASTM A106 Gr. B |  |  |  | 1/2"-1-1/2" | PIPE, SEAMLESS | B | 1" | 1"-LIH-B-444-N |  | TYPE=PIPE |  | PL |  |  |  |  | mm | 33.401 | 1 | 55512.2133 | 7020.0005 | 408.1852 |  | 10S | New |  | 4.24 | KG | [6 empty] | SHOP | RACK PRINCIPAL | 349565
PIPE, SEAMLESS, PE, SCH 160, B36.10, A106 Gr. B | ASTM A106 Gr. B |  |  |  | 1/2"-1-1/2" | PIPE, SEAMLESS | B | 1/2" | 2"-LIH-B-417-N |  | TYPE=PIPE |  | PL |  |  |  |  | mm | 21.336 | 0.5 | 55466.6045 | 6020.0005 | 18.2625 |  | 10S | New |  | 1.95 | KG | [6 empty] | SHOP | RACK PRINCIPAL | 349566
PIPE, SEAMLESS, PE, SCH 160, B36.10, A106 Gr. B | ASTM A106 Gr. B |  |  |  | 1/2"-1-1/2" | PIPE, SEAMLESS | B | 1 1/2" | 1 1/2"-LIH-B-416-N |  | TYPE=PIPE |  | PL |  |  |  |  | mm | 48.26 | 1.5 | 56978.5315 | 7020.0005 | 64.3 |  | 10S | New |  | 7.25 | KG | [6 empty] | SHOP | RACK PRINCIPAL | 349567
PIPE, SEAMLESS, PE, SCH 160, B36.10, A106 Gr. B | ASTM A106 Gr. B |  |  |  | 1/2"-1-1/2" | PIPE, SEAMLESS | B | 1 1/2" | 1 1/2"-LIH-B-418-N |  | TYPE=PIPE |  | PL |  |  |  |  | mm | 48.26 | 1.5 | 56104.5419 | 6020.0005 | 64.3 |  | 10S | New |  | 7.25 | KG | [6 empty] | SHOP | RACK PRINCIPAL | 349568
PIPE, SEAMLESS, PE, SCH 160, B36.10, A106 Gr. B | ASTM A106 Gr. B |  |  |  | 1/2"-1-1/2" | PIPE, SEAMLESS | B | 1 1/2" | 1 1/2"-LIH-B-416-N |  | TYPE=PIPE |  | PL |  |  |  |  | mm | 48.26 | 1.5 | 56104.5419 | 7020.0005 | 64.3 |  | 10S | New |  | 7.25 | KG | [6 empty] | SHOP | RACK PRINCIPAL | 349570
PIPE, SEAMLESS, BE, SCH 40, B36.10, A106 Gr. B | API 5L Gr. B |  |  |  | 2"-24" | PIPE, SEAMLESS | B | 2" | 2"-LIH-B-414-N |  | TYPE=PIPE |  | PL |  |  |  |  | mm | 60.325 | 2 | 54913.3483 | 6083.5005 | 64.3 |  | STD | New |  | 5.44 | KG | [6 empty] | SHOP | RACK PRINCIPAL | 349571
PIPE, SEAMLESS, BE, SCH 40, B36.10, A106 Gr. B | API 5L Gr. B |  |  |  | 2"-24" | PIPE, SEAMLESS | B | 2" | 2"-LIH-B-442-N |  | TYPE=PIPE |  | PL |  |  |  |  | mm | 60.325 | 2 | 55286.4489 | 7020.0005 | 64.3 |  | STD | New |  | 5.44 | KG | [6 empty] | SHOP | RACK PRINCIPAL | 349572
PIPE, SEAMLESS, PE, SCH 160, B36.10, A106 Gr. B | ASTM A106 Gr. B |  |  |  | 1/2"-1-1/2" | PIPE, SEAMLESS | B | 1 1/2" | 2"-LIH-B-417-N |  | TYPE=PIPE |  | PL |  |  |  |  | mm | 48.26 | 1.5 | 55688.313 | 6020.0005 | 64.3 |  | 10S | New |  | 7.25 | KG | [6 empty] | SHOP | RACK PRINCIPAL | 349573
PIPE, SEAMLESS, PE, SCH 160, B36.10, A106 Gr. B | ASTM A106 Gr. B |  |  |  | 1/2"-1-1/2" | PIPE, SEAMLESS | B | 1 1/2" | 1 1/2"-LIH-B-416-N |  | TYPE=PIPE |  | PL |  |  |  |  | mm | 48.26 | 1.5 | 56733.3705 | 7020.0005 | 64.3 |  | 10S | New |  | 7.25 | KG | [6 empty] | SHOP | RACK PRINCIPAL | 349574
PIPE, SEAMLESS, PE, SCH 160, B36.10, A106 Gr. B | ASTM A106 Gr. B |  |  |  | 1/2"-1-1/2" | PIPE, SEAMLESS | B | 1 1/2" | 1 1/2"-LIH-B-418-N |  | TYPE=PIPE |  | PL |  |  |  |  | mm | 48.26 | 1.5 | 56242.8705 | 6020.0005 | 64.3 |  | 10S | New |  | 7.25 | KG | [6 empty] | SHOP | RACK PRINCIPAL | 349575
PIPE, SEAMLESS, PE, SCH 160, B36.10, A106 Gr. B | ASTM A106 Gr. B |  |  |  | 1/2"-1-1/2" | PIPE, SEAMLESS | B | 1 1/2" | 1 1/2"-LIH-B-418-N |  | TYPE=PIPE |  | PL |  |  |  |  | mm | 48.26 | 1.5 | 56406.3705 | 6020.0005 | 64.3 |  | 10S | New |  | 7.25 | KG | [6 empty] | SHOP | RACK PRINCIPAL | 349576
PIPE, SEAMLESS, PE, SCH 160, B36.10, A106 Gr. B | ASTM A106 Gr. B |  |  |  | 1/2"-1-1/2" | PIPE, SEAMLESS | B | 1/2" | 1 1/2"-LIH-B-418-N |  | TYPE=PIPE |  | PL |  |  |  |  | mm | 21.336 | 0.5 | 56538.1205 | 6051.7505 | 64.3 |  | 10S | New |  | 1.95 | KG | [6 empty] | SHOP | RACK PRINCIPAL | 349577
PIPE, SEAMLESS, PE, SCH 160, B36.10, A106 Gr. B | ASTM A106 Gr. B |  |  |  | 1/2"-1-1/2" | PIPE, SEAMLESS | B | 1 1/2" | 1 1/2"-LIH-B-418-N |  | TYPE=PIPE |  | PL |  |  |  |  | mm | 48.26 | 1.5 | 56733.3705 | 6020.0005 | 64.3 |  | 10S | New |  | 7.25 | KG | [6 empty] | SHOP | RACK PRINCIPAL | 349578
PIPE, SEAMLESS, PE, SCH 160, B36.10, A106 Gr. B | ASTM A106 Gr. B |  |  |  | 1/2"-1-1/2" | PIPE, SEAMLESS | B | 1/2" | 1"-LIH-B-444-N |  | TYPE=PIPE |  | PL |  |  |  |  | mm | 21.336 | 0.5 | 56374.6205 | 7020.0005 | 96.05 |  | 10S | New |  | 1.95 | KG | [6 empty] | SHOP | RACK PRINCIPAL | 349580
PIPE, SEAMLESS, PE, SCH 160, B36.10, A106 Gr. B | ASTM A106 Gr. B |  |  |  | 1/2"-1-1/2" | PIPE, SEAMLESS | B | 1" | 1"-LIH-B-444-N |  | TYPE=PIPE |  | PL |  |  |  |  | mm | 33.401 | 1 | 55534.5653 | 7020.0005 | 430.5372 |  | 10S | New |  | 4.24 | KG | [6 empty] | SHOP | RACK PRINCIPAL | 349581
PIPE, SEAMLESS, PE, SCH 160, B36.10, A106 Gr. B | ASTM A106 Gr. B |  |  |  | 1/2"-1-1/2" | PIPE, SEAMLESS | B | 1" | 1"-LIH-B-446-N |  | TYPE=PIPE |  | PL |  |  |  |  | mm | 33.401 | 1 | 55512.2133 | 6020.0005 | 408.1852 |  | 10S | New |  | 4.24 | KG | [6 empty] | SHOP | RACK PRINCIPAL | 349582
PIPE, SEAMLESS, PE, SCH 160, B36.10, A106 Gr. B | ASTM A106 Gr. B |  |  |  | 1/2"-1-1/2" | PIPE, SEAMLESS | B | 1/2" | 1"-LIH-B-446-N |  | TYPE=PIPE |  | PL |  |  |  |  | mm | 21.336 | 0.5 | 56374.6205 | 6020.0005 | 96.05 |  | 10S | New |  | 1.95 | KG | [6 empty] | SHOP | RACK PRINCIPAL | 349583
PIPE, SEAMLESS, PE, SCH 160, B36.10, A106 Gr. B | ASTM A106 Gr. B |  |  |  | 1/2"-1-1/2" | PIPE, SEAMLESS | B | 1 1/2" | 1 1/2"-FG-B-321-N |  | TYPE=PIPE |  | PL |  |  |  |  | mm | 48.26 | 1.5 | 2746.2207 | 6956.0707 | 98.13 |  | 10S | New |  | 7.25 | KG | [6 empty] | SHOP | RACK PRINCIPAL | 349584
PIPE, SEAMLESS, PE, SCH 160, B36.10, A106 Gr. B | ASTM A106 Gr. B |  |  |  | 1/2"-1-1/2" | PIPE, SEAMLESS | B | 1 1/2" | 1 1/2"-FG-B-320-N |  | TYPE=PIPE |  | PL |  |  |  |  | mm | 48.26 | 1.5 | 29688.3095 | 2083.6022 | 98.13 |  | 10S | New |  | 7.25 | KG | [6 empty] | SHOP | RACK PRINCIPAL | 349585
PIPE, SEAMLESS, PE, SCH 160, B36.10, A106 Gr. B | ASTM A106 Gr. B |  |  |  | 1/2"-1-1/2" | PIPE, SEAMLESS | B | 1 1/2" | 1 1/2"-FG-B-320-N |  | TYPE=PIPE |  | PL |  |  |  |  | mm | 48.26 | 1.5 | 1702.1753 | 6987.8207 | 98.13 |  | 10S | New |  | 7.25 | KG | [6 empty] | SHOP | RACK PRINCIPAL | 349586
PIPE, SEAMLESS, PE, SCH 160, B36.10, A106 Gr. B | ASTM A106 Gr. B |  |  |  | 1/2"-1-1/2" | PIPE, SEAMLESS | B | 1/2" | 1/2"-FG-B-310-M |  | TYPE=PIPE |  | PL |  |  |  |  | mm | 21.336 | 0.5 | 29656.5595 | 2083.6022 | 342.9519 |  | 10S | New |  | 1.95 | KG | [6 empty] | SHOP | RACK PRINCIPAL | 349587
PIPE, SEAMLESS, PE, SCH 160, B36.10, A106 Gr. B | ASTM A106 Gr. B |  |  |  | 1/2"-1-1/2" | PIPE, SEAMLESS | B | 1/2" | 1/2"-FG-B-310-M |  | TYPE=PIPE |  | PL |  |  |  |  | mm | 21.336 | 0.5 | 29656.5595 | 2099.3502 | 358.6999 |  | 10S | New |  | 1.95 | KG | [6 empty] | SHOP | RACK PRINCIPAL | 349588
PIPE, SEAMLESS, PE, SCH 160, B36.10, A106 Gr. B | ASTM A106 Gr. B |  |  |  | 1/2"-1-1/2" | PIPE, SEAMLESS | B | 1" | 1"-DO-B-509-N |  | TYPE=PIPE |  | PL |  |  |  |  | mm | 33.401 | 1 | 83722.672 | 36354.2705 | 140.7005 |  | 10S | New |  | 4.24 | KG | [6 empty] | SHOP | RACK PRINCIPAL | 349590
PIPE, SCH 80, PE, B36.1, A-106 GR.B | ASTM A106 |  |  |  | PIPE, SEAMLESS, 80, 1/2" ND, PE, ASTM A106 | PIPE, SEAMLESS | A1A2 | 1/2" | 1/2"-PRW-A2-205-N |  | TYPE=PIPE |  | PL |  |  |  |  | mm | 21.336 | 0.5 | 83632.672 | 36261.6365 | 134.668 |  | 80 | New |  |  | KG | [6 empty] | SHOP | RACK PRINCIPAL | 349591
PIPE, SEAMLESS, PE, SCH 160, B36.10, A106 Gr. B | ASTM A106 Gr. B |  |  |  | 1/2"-1-1/2" | PIPE, SEAMLESS | B | 1" | 1"-DO-B-509-N |  | TYPE=PIPE |  | PL |  |  |  |  | mm | 33.401 | 1 | 86066.497 | 23287.885 | 140.7005 |  | 10S | New |  | 4.24 | KG | [6 empty] | SHOP | RACK PRINCIPAL | 349592
PIPE, SCH 80, PE, B36.1, A-106 GR.B | ASTM A106 |  |  |  | PIPE, SEAMLESS, 80, 1/2" ND, PE, ASTM A106 | PIPE, SEAMLESS | A1A2 | 1/2" | 1/2"-PRW-A2-205-N |  | TYPE=PIPE |  | PL |  |  |  |  | mm | 21.336 | 0.5 | 85976.497 | 23384.7811 | 134.668 |  | 80 | New |  |  | KG | [6 empty] | SHOP | RACK PRINCIPAL | 349594
PIPE, SCH 80, PE, B36.1, A-106 GR.B | ASTM A106 |  |  |  | PIPE, SEAMLESS, 80, 1/2" ND, PE, ASTM A106 | PIPE, SEAMLESS | A1A2 | 1/2" | 1/2"-PRW-A2-205-N |  | TYPE=PIPE |  | PL |  |  |  |  | mm | 21.336 | 0.5 | 85962.5543 | 36241.9185 | 148.6107 |  | 80 | New |  |  | KG | [6 empty] | SHOP | RACK PRINCIPAL | 349599
PIPE, SCH 80, PE, B36.1, A-106 GR.B | ASTM A106 |  |  |  | PIPE, SEAMLESS, 80, 1/2" ND, PE, ASTM A106 | PIPE, SEAMLESS | A1A2 | 1/2" | 1/2"-PRW-A2-205-N |  | TYPE=PIPE |  | PL |  |  |  |  | mm | 21.336 | 0.5 | 83646.6148 | 36241.9185 | 148.6107 |  | 80 | New |  |  | KG | [6 empty] | SHOP | RACK PRINCIPAL | 349601
PIPE, SEAMLESS, PE, SCH 160, B36.10, A106 Gr. B | ASTM A106 Gr. B |  |  |  | 1/2"-1-1/2" | PIPE, SEAMLESS | B | 1 1/2" | 1 1/2"-LIH-B-421-N |  | TYPE=PIPE |  | PL |  |  |  |  | mm | 48.26 | 1.5 | 85856.0464 | 36143.9185 | 170.5806 |  | 10S | New |  | 7.25 | KG | [6 empty] | SHOP | RACK PRINCIPAL | 349602
PIPE, SEAMLESS, PE, SCH 160, B36.10, A106 Gr. B | ASTM A106 Gr. B |  |  |  | 1/2"-1-1/2" | PIPE, SEAMLESS | B | 1" | 1"-DO-B-509-N |  | TYPE=PIPE |  | PL |  |  |  |  | mm | 33.401 | 1 | 83738.4773 | 36331.9185 | 156.5058 |  | 10S | New |  | 4.24 | KG | [6 empty] | SHOP | RACK PRINCIPAL | 349603
PIPE, SEAMLESS, PE, SCH 160, B36.10, A106 Gr. B | ASTM A106 Gr. B |  |  |  | 1/2"-1-1/2" | PIPE, SEAMLESS | B | 1" | 1"-DO-B-509-N |  | TYPE=PIPE |  | PL |  |  |  |  | mm | 33.401 | 1 | 83369.4203 | 11233.783 | 140.7005 |  | 10S | New |  | 4.24 | KG | [6 empty] | SHOP | RACK PRINCIPAL | 349604
PIPE, SEAMLESS, PE, SCH 160, B36.10, A106 Gr. B | ASTM A106 Gr. B |  |  |  | 1/2"-1-1/2" | PIPE, SEAMLESS | B | 1" | 1"-DO-B-509-N |  | TYPE=PIPE |  | PL |  |  |  |  | mm | 33.401 | 1 | 86050.6918 | 36331.9185 | 156.5058 |  | 10S | New |  | 4.24 | KG | [6 empty] | SHOP | RACK PRINCIPAL | 349605
PIPE, SEAMLESS, BE, SCH 40, B36.10, A106 Gr. B | API 5L Gr. B |  |  |  | 2"-24" | PIPE, SEAMLESS | B | 3" | 3"-LIH-B-426-N |  | TYPE=PIPE |  | PL |  |  |  |  | mm | 88.9 | 3 | 83390.672 | 56115.964 | 592.6792 |  | STD | New |  | 11.29 | KG | [6 empty] | SHOP | RACK PRINCIPAL | 349606
PIPE, SEAMLESS, BE, SCH 40, B36.10, A106 Gr. B | API 5L Gr. B |  |  |  | 2"-24" | PIPE, SEAMLESS | B | 3" | 3"-LIH-B-439-N |  | TYPE=PIPE |  | PL |  |  |  |  | mm | 88.9 | 3 | 82160.6817 | 60838.388 | 178.6 |  | STD | New |  | 11.29 | KG | [6 empty] | SHOP | RACK PRINCIPAL | 349608
PIPE, SEAMLESS, PE, SCH 160, B36.10, A106 Gr. B | ASTM A106 Gr. B |  |  |  | 1/2"-1-1/2" | PIPE, SEAMLESS | B | 1" | 1"-LIH-B-447-N |  | TYPE=PIPE |  | PL |  |  |  |  | mm | 33.401 | 1 | 81000.8814 | 57248.2009 | 150.8505 |  | 10S | New |  | 4.24 | KG | [6 empty] | SHOP | RACK PRINCIPAL | 349609
PIPE, SEAMLESS, PE, SCH 160, B36.10, A106 Gr. B | ASTM A106 Gr. B |  |  |  | 1/2"-1-1/2" | PIPE, SEAMLESS | B | 1" | 1"-LIH-B-447-N |  | TYPE=PIPE |  | PL |  |  |  |  | mm | 33.401 | 1 | 83534.672 | 55707.1454 | 148.13 |  | 10S | New |  | 4.24 | KG | [6 empty] | SHOP | RACK PRINCIPAL | 349610
PIPE, SEAMLESS, PE, SCH 160, B36.10, A106 Gr. B | ASTM A106 Gr. B |  |  |  | 1/2"-1-1/2" | PIPE, SEAMLESS | B | 1" | 1"-LIH-B-447-N |  | TYPE=PIPE |  | PL |  |  |  |  | mm | 33.401 | 1 | 80978.5294 | 57270.5529 | 150.8505 |  | 10S | New |  | 4.24 | KG | [6 empty] | SHOP | RACK PRINCIPAL | 349611
PIPE, SEAMLESS, PE, SCH 160, B36.10, A106 Gr. B | ASTM A106 Gr. B |  |  |  | 1/2"-1-1/2" | PIPE, SEAMLESS | B | 1" | 1"-LIH-B-447-N |  | TYPE=PIPE |  | PL |  |  |  |  | mm | 33.401 | 1 | 80978.5294 | 59588.8609 | 150.8505 |  | 10S | New |  | 4.24 | KG | [6 empty] | SHOP | RACK PRINCIPAL | 349612
PIPE, SEAMLESS, PE, SCH 160, B36.10, A106 Gr. B | ASTM A106 Gr. B |  |  |  | 1/2"-1-1/2" | PIPE, SEAMLESS | B | 1 1/2" | 1 1/2"-LIH-B-421-N |  | TYPE=PIPE |  | PL |  |  |  |  | mm | 48.26 | 1.5 | 49383.7417 | 2375.47 | 148.13 |  | 10S | New |  | 7.25 | KG | [6 empty] | SHOP | RACK PRINCIPAL | 349613
PIPE, SEAMLESS, BE, SCH 80, B36.10, A106 Gr B | API 5L Gr. B |  |  |  | 3"-8" | PIPE, SEAMLESS | D | 4" | 4"-MUL-D-012-N |  | TYPE=PIPE |  | PL |  |  |  |  | mm | 114.3 | 4 | 49054.1193 | 1800.6022 | 181.15 |  | STD | New |  | 22.32 | KG | [6 empty] | SHOP | RACK PRINCIPAL | 349614
PIPE, SEAMLESS, PE, SCH 160, B36.10, A106 Gr. B | ASTM A106 Gr. B |  |  |  | 1/2"-1-1/2" | PIPE, SEAMLESS | B | 1/2" | 1/2"-LIH-B-405-HT |  | TYPE=PIPE |  | PL |  |  |  |  | mm | 21.336 | 0.5 | 44060.4869 | 2181.6022 | 134.668 |  | 10S | New |  | 1.95 | KG | [6 empty] | SHOP | RACK PRINCIPAL | 349615
PIPE, SEAMLESS, PE, SCH 160, B36.10, A106 Gr. B | ASTM A106 Gr. B |  |  |  | 1/2"-1-1/2" | PIPE, SEAMLESS | B | 1" | 1"-PG-B-311-HT |  | TYPE=PIPE |  | PL |  |  |  |  | mm | 33.401 | 1 | 48763.6411 | 2271.6022 | 140.7005 |  | 10S | New |  | 4.24 | KG | [6 empty] | SHOP | RACK PRINCIPAL | 349617
PIPE, SCH 80, PE, B36.1, A-106 GR.B | ASTM A106 |  |  |  | PIPE, SEAMLESS, 80, 1/2" ND, PE, ASTM A106 | PIPE, SEAMLESS | A1A2 | 1/2" | 1/2"-PRW-A2-205-N |  | TYPE=PIPE |  | PL |  |  |  |  | mm | 21.336 | 0.5 | 55302.5991 | 2277.47 | 134.668 |  | 80 | New |  |  | KG | [6 empty] | SHOP | RACK PRINCIPAL | 349618
PIPE, SEAMLESS, PE, SCH 160, B36.10, A106 Gr. B | ASTM A106 Gr. B |  |  |  | 1/2"-1-1/2" | PIPE, SEAMLESS | B | 1 1/2" | 1 1/2"-LIH-B-421-N |  | TYPE=PIPE |  | PL |  |  |  |  | mm | 48.26 | 1.5 | 55399.8583 | 2375.47 | 148.13 |  | 10S | New |  | 7.25 | KG | [6 empty] | SHOP | RACK PRINCIPAL | 349619
PIPE, SCH 80, PE, B36.1, A-106 GR.B | ASTM A106 |  |  |  | PIPE, SEAMLESS, 80, 1/2" ND, PE, ASTM A106 | PIPE, SEAMLESS | A1A2 | 1/2" | 1/2"-PRW-A2-205-N |  | TYPE=PIPE |  | PL |  |  |  |  | mm | 21.336 | 0.5 | 49281.9591 | 2277.47 | 134.668 |  | 80 | New |  |  | KG | [6 empty] | SHOP | RACK PRINCIPAL | 349620
PIPE, SEAMLESS, PE, SCH 160, B36.10, A106 Gr. B | ASTM A106 Gr. B |  |  |  | 1/2"-1-1/2" | PIPE, SEAMLESS | B | 1" | 1"-DO-B-509-N |  | TYPE=PIPE |  | PL |  |  |  |  | mm | 33.401 | 1 | 55210.4681 | 2187.47 | 140.7005 |  | 10S | New |  | 4.24 | KG | [6 empty] | SHOP | RACK PRINCIPAL | 349621
PIPE, SEAMLESS, PE, SCH 160, B36.10, A106 Gr. B | ASTM A106 Gr. B |  |  |  | 1/2"-1-1/2" | PIPE, SEAMLESS | B | 1" | 1"-DO-B-509-N |  | TYPE=PIPE |  | PL |  |  |  |  | mm | 33.401 | 1 | 49194.3512 | 2187.47 | 140.7005 |  | 10S | New |  | 4.24 | KG | [6 empty] | SHOP | RACK PRINCIPAL | 349622
PIPE, SEAMLESS, BE, SCH 40, B36.10, A106 Gr. B | API 5L Gr. B |  |  |  | 2"-24" | PIPE, SEAMLESS | B | 6" | 6"-FH-B-325-N |  | TYPE=PIPE |  | PL |  |  |  |  | mm | 168.275 | 6 | 200823.0245 | 83042.5653 | 2880.911 |  | STD | New |  | 28.26 | KG | [6 empty] | SHOP | RACK PRINCIPAL | 349623
PIPE, SEAMLESS, PE, SCH 160, B36.10, A106 Gr. B | ASTM A106 Gr. B |  |  |  | 1/2"-1-1/2" | PIPE, SEAMLESS | D | 1 1/2" | 1 1/2"-FG-B-320-N |  | TYPE=PIPE |  | PL |  |  |  |  | mm | 48.26 | 1.5 | 51345.4164 | 2083.6022 | 98.13 |  | 10S | New |  | 7.25 | KG | [6 empty] | SHOP | RACK PRINCIPAL | 349624
PIPE, SEAMLESS, PE, SCH 160, B36.10, A106 Gr. B | ASTM A106 Gr. B |  |  |  | 1/2"-1-1/2" | PIPE, SEAMLESS | D | 1 1/2" | 1 1/2"-FG-B-320-N |  | TYPE=PIPE |  | PL |  |  |  |  | mm | 48.26 | 1.5 | 51131.9164 | 2083.6022 | 98.13 |  | 10S | New |  | 7.25 | KG | [6 empty] | SHOP | RACK PRINCIPAL | 349626
PIPE, SEAMLESS, PE, SCH 160, B36.10, A106 Gr. B | ASTM A106 Gr. B |  |  |  | 1/2"-1-1/2" | PIPE, SEAMLESS | B | 1 1/2" | 1 1/2"-FG-B-320-N |  | TYPE=PIPE |  | PL |  |  |  |  | mm | 48.26 | 1.5 | 49860.9253 | 2083.6022 | 98.13 |  | 10S | New |  | 7.25 | KG | [6 empty] | SHOP | RACK PRINCIPAL | 349627
PIPE, SEAMLESS, PE, SCH 160, B36.10, A106 Gr. B | ASTM A106 Gr. B |  |  |  | 1/2"-1-1/2" | PIPE, SEAMLESS | B | 3/4" | 3/4"-FG-B-322-N |  | TYPE=PIPE |  | PL |  |  |  |  | mm | 26.67 | 0.75 | 51614.7429 | 2083.6022 | 309.6801 |  | 10S | New |  | 2.9 | KG | [6 empty] | SHOP | RACK PRINCIPAL | 349628
PIPE, SEAMLESS, PE, SCH 160, B36.10, A106 Gr. B | ASTM A106 Gr. B |  |  |  | 1/2"-1-1/2" | PIPE, SEAMLESS | B | 3/4" | 3/4"-FG-B-322-N |  | TYPE=PIPE |  | PL |  |  |  |  | mm | 26.67 | 0.75 | 59376.5683 | 2102.6522 | 87.335 |  | 10S | New |  | 2.9 | KG | [6 empty] | SHOP | RACK PRINCIPAL | 349629
PIPE, SEAMLESS, PE, SCH 160, B36.10, A106 Gr. B | ASTM A106 Gr. B |  |  |  | 1/2"-1-1/2" | PIPE, SEAMLESS | B | 3/4" | 3/4"-FG-B-322-N |  | TYPE=PIPE |  | PL |  |  |  |  | mm | 26.67 | 0.75 | 86159.497 | 29194.2385 | 87.335 |  | 10S | New |  | 2.9 | KG | [6 empty] | SHOP | RACK PRINCIPAL | 349630
PIPE, SEAMLESS, PE, SCH 160, B36.10, A106 Gr. B | ASTM A106 Gr. B |  |  |  | 1/2"-1-1/2" | PIPE, SEAMLESS | B | 3/4" | 3/4"-FG-B-322-N |  | TYPE=PIPE |  | PL |  |  |  |  | mm | 26.67 | 0.75 | 59395.6183 | 11140.783 | 87.335 |  | 10S | New |  | 2.9 | KG | [6 empty] | SHOP | RACK PRINCIPAL | 349631
PIPE, SEAMLESS, PE, SCH 160, B36.10, A106 Gr. B | ASTM A106 Gr. B |  |  |  | 1/2"-1-1/2" | PIPE, SEAMLESS | B | 3/4" | 3/4"-FG-B-322-N |  | TYPE=PIPE |  | PL |  |  |  |  | mm | 26.67 | 0.75 | 65408.3183 | 11140.783 | 87.335 |  | 10S | New |  | 2.9 | KG | [6 empty] | SHOP | RACK PRINCIPAL | 349632
PIPE, SEAMLESS, PE, SCH 160, B36.10, A106 Gr. B | ASTM A106 Gr. B |  |  |  | 1/2"-1-1/2" | PIPE, SEAMLESS | B | 3/4" | 3/4"-FG-B-322-N |  | TYPE=PIPE |  | PL |  |  |  |  | mm | 26.67 | 0.75 | 86159.497 | 23181.8961 | 87.335 |  | 10S | New |  | 2.9 | KG | [6 empty] | SHOP | RACK PRINCIPAL | 349633
PIPE, SEAMLESS, PE, SCH 160, B36.10, A106 Gr. B | ASTM A106 Gr. B |  |  |  | 1/2"-1-1/2" | PIPE, SEAMLESS | B | 3/4" | 3/4"-FG-B-322-N |  | TYPE=PIPE |  | PL |  |  |  |  | mm | 26.67 | 0.75 | 77433.7183 | 11140.783 | 87.335 |  | 10S | New |  | 2.9 | KG | [6 empty] | SHOP | RACK PRINCIPAL | 349634
PIPE, SEAMLESS, PE, SCH 160, B36.10, A106 Gr. B | ASTM A106 Gr. B |  |  |  | 1/2"-1-1/2" | PIPE, SEAMLESS | B | 3/4" | 3/4"-FG-B-322-N |  | TYPE=PIPE |  | PL |  |  |  |  | mm | 26.67 | 0.75 | 86159.497 | 17169.1961 | 87.335 |  | 10S | New |  | 2.9 | KG | [6 empty] | SHOP | RACK PRINCIPAL | 349635
PIPE, SEAMLESS, PE, SCH 160, B36.10, A106 Gr. B | ASTM A106 Gr. B |  |  |  | 1/2"-1-1/2" | PIPE, SEAMLESS | B | 3/4" | 3/4"-FG-B-322-N |  | TYPE=PIPE |  | PL |  |  |  |  | mm | 26.67 | 0.75 | 83446.4183 | 11140.783 | 87.335 |  | 10S | New |  | 2.9 | KG | [6 empty] | SHOP | RACK PRINCIPAL | 349636
PIPE, SEAMLESS, PE, SCH 160, B36.10, A106 Gr. B | ASTM A106 Gr. B |  |  |  | 1/2"-1-1/2" | PIPE, SEAMLESS | B | 3/4" | 3/4"-FG-B-322-N |  | TYPE=PIPE |  | PL |  |  |  |  | mm | 26.67 | 0.75 | 86159.497 | 11159.833 | 87.335 |  | 10S | New |  | 2.9 | KG | [6 empty] | SHOP | RACK PRINCIPAL | 349637
PIPE, SEAMLESS, PE, SCH 160, B36.10, A106 Gr. B | ASTM A106 Gr. B |  |  |  | 1/2"-1-1/2" | PIPE, SEAMLESS | B | 3/4" | 3/4"-FG-B-322-N |  | TYPE=PIPE |  | PL |  |  |  |  | mm | 26.67 | 0.75 | 59376.5683 | 8128.0522 | 87.335 |  | 10S | New |  | 2.9 | KG | [6 empty] | SHOP | RACK PRINCIPAL | 349638
PIPE, SEAMLESS, PE, SCH 160, B36.10, A106 Gr. B | ASTM A106 Gr. B |  |  |  | 1/2"-1-1/2" | PIPE, SEAMLESS | B | 3/4" | 3/4"-FG-B-322-N |  | TYPE=PIPE |  | PL |  |  |  |  | mm | 26.67 | 0.75 | 71421.0183 | 11140.783 | 87.335 |  | 10S | New |  | 2.9 | KG | [6 empty] | SHOP | RACK PRINCIPAL | 349639
PIPE, SEAMLESS, PE, SCH 160, B36.10, A106 Gr. B | ASTM A106 Gr. B |  |  |  | 1/2"-1-1/2" | PIPE, SEAMLESS | B | 3/4" | 3/4"-FG-B-301-N |  | TYPE=PIPE |  | PL |  |  |  |  | mm | 26.67 | 0.75 | 23108.9146 | 2083.6022 | 418.285 |  | 10S | New |  | 2.9 | KG | [6 empty] | SHOP | RACK PRINCIPAL | 349640
PIPE, SCH 80, PE, B36.1, A-106 GR.B | ASTM A106 |  |  |  | PIPE, SEAMLESS, 80, 1/2" ND, PE, ASTM A106 | PIPE, SEAMLESS | A1A2 | 1/2" | 1/2"-IA-A1-902-N |  | TYPE=PIPE |  | PL |  |  |  |  | mm | 21.336 | 0.5 | 59456.5683 | 1999.3202 | 84.668 |  | 80 | New |  |  | KG | [6 empty] | SHOP | RACK PRINCIPAL | 349644
PIPE, SCH 80, PE, B36.1, A-106 GR.B | ASTM A106 |  |  |  | PIPE, SEAMLESS, 80, 1/2" ND, PE, ASTM A106 | PIPE, SEAMLESS | A1A2 | 1/2" | 1/2"-IA-A1-902-N |  | TYPE=PIPE |  | PL |  |  |  |  | mm | 21.336 | 0.5 | 58780.2558 | 1979.6022 | 84.668 |  | 80 | New |  |  | KG | [6 empty] | SHOP | RACK PRINCIPAL | 349645
PIPE, SCH 80, PE, B36.1, A-106 GR.B | ASTM A106 |  |  |  | PIPE, SEAMLESS, 80, 1/2" ND, PE, ASTM A106 | PIPE, SEAMLESS | A1A2 | 1/2" | 1/2"-IA-A1-902-N |  | TYPE=PIPE |  | PL |  |  |  |  | mm | 21.336 | 0.5 | 59476.2863 | 11060.783 | 84.668 |  | 80 | New |  |  | KG | [6 empty] | SHOP | RACK PRINCIPAL | 349647
PIPE, SEAMLESS, BE, SCH 80, B36.10, A106 Gr B | API 5L Gr. B |  |  |  | 3"-8" | PIPE, SEAMLESS | D | 4" | 4"-MUL-D-014-N |  | TYPE=PIPE |  | PL |  |  |  |  | mm | 114.3 | 4 | 24724.1816 | 1581.6022 | 181.15 |  | STD | New |  | 22.32 | KG | [6 empty] | SHOP | RACK PRINCIPAL | 349648
PIPE, SCH 80, PE, B36.1, A-106 GR.B | ASTM A106 |  |  |  | PIPE, SEAMLESS, 80, 1/2" ND, PE, ASTM A106 | PIPE, SEAMLESS | A1A2 | 1/2" | 1/2"-IA-A1-902-N |  | TYPE=PIPE |  | PL |  |  |  |  | mm | 21.336 | 0.5 | 65496.9263 | 11060.783 | 84.668 |  | 80 | New |  |  | KG | [6 empty] | SHOP | RACK PRINCIPAL | 349649
PIPE, SCH 80, PE, B36.1, A-106 GR.B | ASTM A106 |  |  |  | PIPE, SEAMLESS, 80, 1/2" ND, PE, ASTM A106 | PIPE, SEAMLESS | A1A2 | 1/2" | 1/2"-IA-A1-902-N |  | TYPE=PIPE |  | PL |  |  |  |  | mm | 21.336 | 0.5 | 86239.497 | 17101.1411 | 84.668 |  | 80 | New |  |  | KG | [6 empty] | SHOP | RACK PRINCIPAL | 349650
PIPE, SCH 80, PE, B36.1, A-106 GR.B | ASTM A106 |  |  |  | PIPE, SEAMLESS, 80, 1/2" ND, PE, ASTM A106 | PIPE, SEAMLESS | A1A2 | 1/2" | 1/2"-IA-A1-902-N |  | TYPE=PIPE |  | PL |  |  |  |  | mm | 21.336 | 0.5 | 86239.497 | 29142.4212 | 84.668 |  | 80 | New |  |  | KG | [6 empty] | SHOP | RACK PRINCIPAL | 349651
PIPE, SCH 80, PE, B36.1, A-106 GR.B | ASTM A106 |  |  |  | PIPE, SEAMLESS, 80, 1/2" ND, PE, ASTM A106 | PIPE, SEAMLESS | A1A2 | 1/2" | 1/2"-IA-A1-902-N |  | TYPE=PIPE |  | PL |  |  |  |  | mm | 21.336 | 0.5 | 86239.497 | 11080.5011 | 84.668 |  | 80 | New |  |  | KG | [6 empty] | SHOP | RACK PRINCIPAL | 349652
PIPE, SCH 80, PE, B36.1, A-106 GR.B | ASTM A106 |  |  |  | PIPE, SEAMLESS, 80, 1/2" ND, PE, ASTM A106 | PIPE, SEAMLESS | A1A2 | 1/2" | 1/2"-IA-A1-902-N |  | TYPE=PIPE |  | PL |  |  |  |  | mm | 21.336 | 0.5 | 71517.5664 | 11060.783 | 84.668 |  | 80 | New |  |  | KG | [6 empty] | SHOP | RACK PRINCIPAL | 349653
PIPE, SCH 80, PE, B36.1, A-106 GR.B | ASTM A106 |  |  |  | PIPE, SEAMLESS, 80, 1/2" ND, PE, ASTM A106 | PIPE, SEAMLESS | A1A2 | 1/2" | 1/2"-IA-A1-902-N |  | TYPE=PIPE |  | PL |  |  |  |  | mm | 21.336 | 0.5 | 86239.497 | 23121.7811 | 84.668 |  | 80 | New |  |  | KG | [6 empty] | SHOP | RACK PRINCIPAL | 349655
PIPE, SCH 80, PE, B36.1, A-106 GR.B | ASTM A106 |  |  |  | PIPE, SEAMLESS, 80, 1" ND, PE, ASTM A106 | PIPE, SEAMLESS | A1A2 | 1" | 1"-IA-A1-906-N |  | TYPE=PIPE |  | PL |  |  |  |  | mm | 33.401 | 1 | 1625.2822 | 15624.5744 | 90.7005 |  | 80 | New |  |  | KG | [6 empty] | SHOP | RACK PRINCIPAL | 349656
PIPE, SCH 80, PE, B36.1, A-106 GR.B | ASTM A106 |  |  |  | PIPE, SEAMLESS, 80, 1/2" ND, PE, ASTM A106 | PIPE, SEAMLESS | A1A2 | 1/2" | 1/2"-IA-A1-902-N |  | TYPE=PIPE |  | PL |  |  |  |  | mm | 21.336 | 0.5 | 59456.5683 | 8015.9902 | 84.668 |  | 80 | New |  |  | KG | [6 empty] | SHOP | RACK PRINCIPAL | 349657
PIPE, SEAMLESS, BE, SCH 40, B36.10, A106 Gr. B | API 5L Gr. B |  |  |  | 2"-24" | PIPE, SEAMLESS | B | 6" | 6"-FH-B-325-N |  | TYPE=PIPE |  | PL |  |  |  |  | mm | 168.275 | 6 | 201427.0208 | 83646.5615 | 2882.6905 |  | STD | New |  | 28.26 | KG | [6 empty] | SHOP | RACK PRINCIPAL | 349658
PIPE, SEAMLESS, PE, SCH 160, B36.10, A106 Gr. B | ASTM A106 Gr. B |  |  |  | 1/2"-1-1/2" | PIPE, SEAMLESS | B | 3/4" | 3/4"-FG-B-322-N |  | TYPE=PIPE |  | PL |  |  |  |  | mm | 26.67 | 0.75 | 86159.497 | 53245.0385 | 87.335 |  | 10S | New |  | 2.9 | KG | [6 empty] | SHOP | RACK PRINCIPAL | 349659
PIPE, SEAMLESS, PE, SCH 160, B36.10, A106 Gr. B | ASTM A106 Gr. B |  |  |  | 1/2"-1-1/2" | PIPE, SEAMLESS | B | 3/4" | 3/4"-FG-B-322-N |  | TYPE=PIPE |  | PL |  |  |  |  | mm | 26.67 | 0.75 | 86159.497 | 47232.3385 | 87.335 |  | 10S | New |  | 2.9 | KG | [6 empty] | SHOP | RACK PRINCIPAL | 349660
PIPE, SEAMLESS, PE, SCH 160, B36.10, A106 Gr. B | ASTM A106 Gr. B |  |  |  | 1/2"-1-1/2" | PIPE, SEAMLESS | B | 3/4" | 3/4"-FG-B-322-N |  | TYPE=PIPE |  | PL |  |  |  |  | mm | 26.67 | 0.75 | 86159.497 | 41219.6385 | 87.335 |  | 10S | New |  | 2.9 | KG | [6 empty] | SHOP | RACK PRINCIPAL | 349661
PIPE, SEAMLESS, PE, SCH 160, B36.10, A106 Gr. B | ASTM A106 Gr. B |  |  |  | 1/2"-1-1/2" | PIPE, SEAMLESS | B | 3/4" | 3/4"-FG-B-322-N |  | TYPE=PIPE |  | PL |  |  |  |  | mm | 26.67 | 0.75 | 86159.497 | 35206.9385 | 87.335 |  | 10S | New |  | 2.9 | KG | [6 empty] | SHOP | RACK PRINCIPAL | 349662
PIPE, SCH 80, PE, B36.1, A-106 GR.B | ASTM A106 |  |  |  | PIPE, SEAMLESS, 80, 1/2" ND, PE, ASTM A106 | PIPE, SEAMLESS | A1A2 | 1/2" | 1/2"-IA-A1-902-N |  | TYPE=PIPE |  | PL |  |  |  |  | mm | 21.336 | 0.5 | 86239.497 | 53224.9813 | 84.668 |  | 80 | New |  |  | KG | [6 empty] | SHOP | RACK PRINCIPAL | 349663
PIPE, SCH 80, PE, B36.1, A-106 GR.B | ASTM A106 |  |  |  | PIPE, SEAMLESS, 80, 1/2" ND, PE, ASTM A106 | PIPE, SEAMLESS | A1A2 | 1/2" | 1/2"-IA-A1-902-N |  | TYPE=PIPE |  | PL |  |  |  |  | mm | 21.336 | 0.5 | 86239.497 | 47204.3413 | 84.668 |  | 80 | New |  |  | KG | [6 empty] | SHOP | RACK PRINCIPAL | 349664
PIPE, SCH 80, PE, B36.1, A-106 GR.B | ASTM A106 |  |  |  | PIPE, SEAMLESS, 80, 1/2" ND, PE, ASTM A106 | PIPE, SEAMLESS | A1A2 | 1/2" | 1/2"-IA-A1-902-N |  | TYPE=PIPE |  | PL |  |  |  |  | mm | 21.336 | 0.5 | 86239.497 | 41183.7013 | 84.668 |  | 80 | New |  |  | KG | [6 empty] | SHOP | RACK PRINCIPAL | 349665
PIPE, SCH 80, PE, B36.1, A-106 GR.B | ASTM A106 |  |  |  | PIPE, SEAMLESS, 80, 1/2" ND, PE, ASTM A106 | PIPE, SEAMLESS | A1A2 | 1/2" | 1/2"-IA-A1-902-N |  | TYPE=PIPE |  | PL |  |  |  |  | mm | 21.336 | 0.5 | 86239.497 | 35163.0612 | 84.668 |  | 80 | New |  |  | KG | [6 empty] | SHOP | RACK PRINCIPAL | 349666
PIPE, SEAMLESS, PE, SCH 160, B36.10, A106 Gr. B | ASTM A106 Gr. B |  |  |  | 1/2"-1-1/2" | PIPE, SEAMLESS | B | 1" | 1"-LIH-B-447-N |  | TYPE=PIPE |  | PL |  |  |  |  | mm | 33.401 | 1 | 83534.672 | 56164.032 | 590.7926 |  | 10S | New |  | 4.24 | KG | [6 empty] | SHOP | RACK PRINCIPAL | 349668
PIPE, SEAMLESS, BE, SCH 40, B36.10, A106 Gr. B | API 5L Gr. B |  |  |  | 2"-24" | PIPE, SEAMLESS | B | 2" | 2"-LIH-B-431-N |  | TYPE=PIPE |  | PL |  |  |  |  | mm | 60.325 | 2 | 80978.5294 | 61020.5815 | 150.8505 |  | STD | New |  | 5.44 | KG | [6 empty] | SHOP | RACK PRINCIPAL | 349669
PIPE, SEAMLESS, BE, SCH 40, B36.10, A106 Gr. B | API 5L Gr. B |  |  |  | 2"-24" | PIPE, SEAMLESS | B | 2" | 2"-LIH-B-449-N |  | TYPE=PIPE |  | PL |  |  |  |  | mm | 60.325 | 2 | 81393.1785 | 61084.0815 | 578.9616 |  | STD | New |  | 5.44 | KG | [6 empty] | SHOP | RACK PRINCIPAL | 349670
PIPE, SEAMLESS, BE, SCH 40, B36.10, A106 Gr. B | API 5L Gr. B |  |  |  | 2"-24" | PIPE, SEAMLESS | B | 3" | 3"-LIH-B-439-N |  | TYPE=PIPE |  | PL |  |  |  |  | mm | 88.9 | 3 | 81721.1804 | 60838.388 | 178.6 |  | STD | New |  | 11.29 | KG | [6 empty] | SHOP | RACK PRINCIPAL | 349671
PIPE, SEAMLESS, PE, SCH 160, B36.10, A106 Gr. B | ASTM A106 Gr. B |  |  |  | 1/2"-1-1/2" | PIPE, SEAMLESS | D | 3/4" | 3/4"-QUI-D-702-N |  | TYPE=PIPE |  | PL |  |  |  |  | mm | 26.67 | 0.75 | 29982.6086 | 1379.8869 | 637.335 |  | 10S | New |  | 2.9 | KG | [6 empty] | SHOP | RACK PRINCIPAL | 349672
PIPE, SEAMLESS, PE, SCH 160, B36.10, A106 Gr. B | ASTM A106 Gr. B |  |  |  | 1/2"-1-1/2" | PIPE, SEAMLESS | D | 3/4" | 3/4"-QUI-D-704-N |  | TYPE=PIPE |  | PL |  |  |  |  | mm | 26.67 | 0.75 | 48001.6586 | 1291.8869 | 637.335 |  | 10S | New |  | 2.9 | KG | [6 empty] | SHOP | RACK PRINCIPAL | 349673
PIPE, SEAMLESS, PE, SCH 160, B36.10, A106 Gr. B | ASTM A106 Gr. B |  |  |  | 1/2"-1-1/2" | PIPE, SEAMLESS | D | 3/4" | 3/4"-QUI-D-704-N |  | TYPE=PIPE |  | PL |  |  |  |  | mm | 26.67 | 0.75 | 41988.9586 | 1291.8869 | 637.335 |  | 10S | New |  | 2.9 | KG | [6 empty] | SHOP | RACK PRINCIPAL | 349674
PIPE, SEAMLESS, PE, SCH 160, B36.10, A106 Gr. B | ASTM A106 Gr. B |  |  |  | 1/2"-1-1/2" | PIPE, SEAMLESS | D | 3/4" | 3/4"-QUI-D-704-N |  | TYPE=PIPE |  | PL |  |  |  |  | mm | 26.67 | 0.75 | 35976.2586 | 1291.8869 | 637.335 |  | 10S | New |  | 2.9 | KG | [6 empty] | SHOP | RACK PRINCIPAL | 349675
PIPE, SEAMLESS, PE, SCH 160, B36.10, A106 Gr. B | ASTM A106 Gr. B |  |  |  | 1/2"-1-1/2" | PIPE, SEAMLESS | D | 3/4" | 3/4"-QUI-D-702-N |  | TYPE=PIPE |  | PL |  |  |  |  | mm | 26.67 | 0.75 | 48001.6586 | 1379.8869 | 637.335 |  | 10S | New |  | 2.9 | KG | [6 empty] | SHOP | RACK PRINCIPAL | 349676
PIPE, SEAMLESS, PE, SCH 160, B36.10, A106 Gr. B | ASTM A106 Gr. B |  |  |  | 1/2"-1-1/2" | PIPE, SEAMLESS | D | 3/4" | 3/4"-QUI-D-702-N |  | TYPE=PIPE |  | PL |  |  |  |  | mm | 26.67 | 0.75 | 41988.9586 | 1379.8869 | 637.335 |  | 10S | New |  | 2.9 | KG | [6 empty] | SHOP | RACK PRINCIPAL | 349677
PIPE, SEAMLESS, PE, SCH 160, B36.10, A106 Gr. B | ASTM A106 Gr. B |  |  |  | 1/2"-1-1/2" | PIPE, SEAMLESS | D | 3/4" | 3/4"-QUI-D-702-N |  | TYPE=PIPE |  | PL |  |  |  |  | mm | 26.67 | 0.75 | 35976.2586 | 1379.8869 | 637.335 |  | 10S | New |  | 2.9 | KG | [6 empty] | SHOP | RACK PRINCIPAL | 349678
PIPE, SEAMLESS, PE, SCH 160, B36.10, A106 Gr. B | ASTM A106 Gr. B |  |  |  | 1/2"-1-1/2" | PIPE, SEAMLESS | D | 3/4" | 3/4"-QUI-D-704-N |  | TYPE=PIPE |  | PL |  |  |  |  | mm | 26.67 | 0.75 | 29894.6086 | 1291.8869 | 637.335 |  | 10S | New |  | 2.9 | KG | [6 empty] | SHOP | RACK PRINCIPAL | 349679
PIPE, SCH 80, PE, B36.1, A-106 GR.B | ASTM A106 |  |  |  | PIPE, SEAMLESS, 80, 1/2" ND, PE, ASTM A106 | PIPE, SEAMLESS | A1A2 | 1/2" | 1/2"-IA-A1-902-N |  | TYPE=PIPE |  | PL |  |  |  |  | mm | 21.336 | 0.5 | 104894.7012 | 61311.5324 | 2588.0751 |  | 80 | New |  |  | KG | [6 empty] | SHOP | RACK PRINCIPAL | 349680
PIPE, SCH 80, PE, B36.1, A-106 GR.B | ASTM A106 |  |  |  | PIPE, SEAMLESS, 80, 1/2" ND, PE, ASTM A106 | PIPE, SEAMLESS | A1A2 | 1/2" | 1/2"-IA-A1-902-N |  | TYPE=PIPE |  | PL |  |  |  |  | mm | 21.336 | 0.5 | 98870.8913 | 61311.5324 | 2575.5255 |  | 80 | New |  |  | KG | [6 empty] | SHOP | RACK PRINCIPAL | 349681
PIPE, SCH 80, PE, B36.1, A-106 GR.B | ASTM A106 |  |  |  | PIPE, SEAMLESS, 80, 1/2" ND, PE, ASTM A106 | PIPE, SEAMLESS | A1A2 | 1/2" | 1/2"-IA-A1-902-N |  | TYPE=PIPE |  | PL |  |  |  |  | mm | 21.336 | 0.5 | 92847.0814 | 61311.5324 | 2562.9759 |  | 80 | New |  |  | KG | [6 empty] | SHOP | RACK PRINCIPAL | 349682
PIPE, SCH 80, PE, B36.1, A-106 GR.B | ASTM A106 |  |  |  | PIPE, SEAMLESS, 80, 1/2" ND, PE, ASTM A106 | PIPE, SEAMLESS | A1A2 | 1/2" | 1/2"-IA-A1-902-N |  | TYPE=PIPE |  | PL |  |  |  |  | mm | 21.336 | 0.5 | 141037.5606 | 61311.5324 | 2663.3727 |  | 80 | New |  |  | KG | [6 empty] | SHOP | RACK PRINCIPAL | 349683
PIPE, SCH 80, PE, B36.1, A-106 GR.B | ASTM A106 |  |  |  | PIPE, SEAMLESS, 80, 1/2" ND, PE, ASTM A106 | PIPE, SEAMLESS | A1A2 | 1/2" | 1/2"-IA-A1-902-N |  | TYPE=PIPE |  | PL |  |  |  |  | mm | 21.336 | 0.5 | 128989.9408 | 61311.5324 | 2638.2735 |  | 80 | New |  |  | KG | [6 empty] | SHOP | RACK PRINCIPAL | 349684
PIPE, SCH 80, PE, B36.1, A-106 GR.B | ASTM A106 |  |  |  | PIPE, SEAMLESS, 80, 1/2" ND, PE, ASTM A106 | PIPE, SEAMLESS | A1A2 | 1/2" | 1/2"-IA-A1-902-N |  | TYPE=PIPE |  | PL |  |  |  |  | mm | 21.336 | 0.5 | 147061.3705 | 61311.5324 | 2675.9223 |  | 80 | New |  |  | KG | [6 empty] | SHOP | RACK PRINCIPAL | 349685
PIPE, SCH 80, PE, B36.1, A-106 GR.B | ASTM A106 |  |  |  | PIPE, SEAMLESS, 80, 1/2" ND, PE, ASTM A106 | PIPE, SEAMLESS | A1A2 | 1/2" | 1/2"-IA-A1-902-N |  | TYPE=PIPE |  | PL |  |  |  |  | mm | 21.336 | 0.5 | 171156.6102 | 61311.5324 | 2726.1207 |  | 80 | New |  |  | KG | [6 empty] | SHOP | RACK PRINCIPAL | 349686
PIPE, SCH 80, PE, B36.1, A-106 GR.B | ASTM A106 |  |  |  | PIPE, SEAMLESS, 80, 1/2" ND, PE, ASTM A106 | PIPE, SEAMLESS | A1A2 | 1/2" | 1/2"-IA-A1-902-N |  | TYPE=PIPE |  | PL |  |  |  |  | mm | 21.336 | 0.5 | 116942.321 | 61311.5324 | 2613.1743 |  | 80 | New |  |  | KG | [6 empty] | SHOP | RACK PRINCIPAL | 349687
PIPE, SCH 80, PE, B36.1, A-106 GR.B | ASTM A106 |  |  |  | PIPE, SEAMLESS, 80, 1/2" ND, PE, ASTM A106 | PIPE, SEAMLESS | A1A2 | 1/2" | 1/2"-IA-A1-902-N |  | TYPE=PIPE |  | PL |  |  |  |  | mm | 21.336 | 0.5 | 110918.5111 | 61311.5324 | 2600.6247 |  | 80 | New |  |  | KG | [6 empty] | SHOP | RACK PRINCIPAL | 349688
PIPE, SCH 80, PE, B36.1, A-106 GR.B | ASTM A106 |  |  |  | PIPE, SEAMLESS, 80, 1/2" ND, PE, ASTM A106 | PIPE, SEAMLESS | A1A2 | 1/2" | 1/2"-IA-A1-902-N |  | TYPE=PIPE |  | PL |  |  |  |  | mm | 21.336 | 0.5 | 122966.1309 | 61311.5324 | 2625.7239 |  | 80 | New |  |  | KG | [6 empty] | SHOP | RACK PRINCIPAL | 349689
PIPE, SCH 80, PE, B36.1, A-106 GR.B | ASTM A106 |  |  |  | PIPE, SEAMLESS, 80, 1/2" ND, PE, ASTM A106 | PIPE, SEAMLESS | A1A2 | 1/2" | 1/2"-IA-A1-902-N |  | TYPE=PIPE |  | PL |  |  |  |  | mm | 21.336 | 0.5 | 135013.7507 | 61311.5324 | 2650.8231 |  | 80 | New |  |  | KG | [6 empty] | SHOP | RACK PRINCIPAL | 349690
PIPE, SCH 80, PE, B36.1, A-106 GR.B | ASTM A106 |  |  |  | PIPE, SEAMLESS, 80, 1/2" ND, PE, ASTM A106 | PIPE, SEAMLESS | A1A2 | 1/2" | 1/2"-IA-A1-902-N |  | TYPE=PIPE |  | PL |  |  |  |  | mm | 21.336 | 0.5 | 159108.9904 | 61311.5324 | 2701.0215 |  | 80 | New |  |  | KG | [6 empty] | SHOP | RACK PRINCIPAL | 349691
PIPE, SCH 80, PE, B36.1, A-106 GR.B | ASTM A106 |  |  |  | PIPE, SEAMLESS, 80, 1/2" ND, PE, ASTM A106 | PIPE, SEAMLESS | A1A2 | 1/2" | 1/2"-IA-A1-902-N |  | TYPE=PIPE |  | PL |  |  |  |  | mm | 21.336 | 0.5 | 153085.1804 | 61311.5324 | 2688.4719 |  | 80 | New |  |  | KG | [6 empty] | SHOP | RACK PRINCIPAL | 349692
PIPE, SCH 80, PE, B36.1, A-106 GR.B | ASTM A106 |  |  |  | PIPE, SEAMLESS, 80, 1/2" ND, PE, ASTM A106 | PIPE, SEAMLESS | A1A2 | 1/2" | 1/2"-IA-A1-902-N |  | TYPE=PIPE |  | PL |  |  |  |  | mm | 21.336 | 0.5 | 165132.8003 | 61311.5324 | 2713.5711 |  | 80 | New |  |  | KG | [6 empty] | SHOP | RACK PRINCIPAL | 349693
PIPE, SEAMLESS, PE, SCH 160, B36.10, A106 Gr. B | ASTM A106 Gr. B |  |  |  | 1/2"-1-1/2" | PIPE, SEAMLESS | B | 3/4" | 3/4"-FG-B-322-N |  | TYPE=PIPE |  | PL |  |  |  |  | mm | 26.67 | 0.75 | 104792.5211 | 61391.5324 | 2590.5292 |  | 10S | New |  | 2.9 | KG | [6 empty] | SHOP | RACK PRINCIPAL | 349694
PIPE, SEAMLESS, PE, SCH 160, B36.10, A106 Gr. B | ASTM A106 Gr. B |  |  |  | 1/2"-1-1/2" | PIPE, SEAMLESS | B | 3/4" | 3/4"-FG-B-322-N |  | TYPE=PIPE |  | PL |  |  |  |  | mm | 26.67 | 0.75 | 171046.3834 | 61391.5324 | 2728.5581 |  | 10S | New |  | 2.9 | KG | [6 empty] | SHOP | RACK PRINCIPAL | 349695
PIPE, SEAMLESS, PE, SCH 160, B36.10, A106 Gr. B | ASTM A106 Gr. B |  |  |  | 1/2"-1-1/2" | PIPE, SEAMLESS | B | 3/4" | 3/4"-FG-B-322-N |  | TYPE=PIPE |  | PL |  |  |  |  | mm | 26.67 | 0.75 | 92746.3643 | 61391.5324 | 2565.433 |  | 10S | New |  | 2.9 | KG | [6 empty] | SHOP | RACK PRINCIPAL | 349696
PIPE, SEAMLESS, PE, SCH 160, B36.10, A106 Gr. B | ASTM A106 Gr. B |  |  |  | 1/2"-1-1/2" | PIPE, SEAMLESS | B | 3/4" | 3/4"-FG-B-322-N |  | TYPE=PIPE |  | PL |  |  |  |  | mm | 26.67 | 0.75 | 116838.6779 | 61391.5324 | 2615.6254 |  | 10S | New |  | 2.9 | KG | [6 empty] | SHOP | RACK PRINCIPAL | 349697
PIPE, SEAMLESS, PE, SCH 160, B36.10, A106 Gr. B | ASTM A106 Gr. B |  |  |  | 1/2"-1-1/2" | PIPE, SEAMLESS | B | 3/4" | 3/4"-FG-B-322-N |  | TYPE=PIPE |  | PL |  |  |  |  | mm | 26.67 | 0.75 | 152977.1482 | 61391.5324 | 2690.9138 |  | 10S | New |  | 2.9 | KG | [6 empty] | SHOP | RACK PRINCIPAL | 349698
PIPE, SEAMLESS, PE, SCH 160, B36.10, A106 Gr. B | ASTM A106 Gr. B |  |  |  | 1/2"-1-1/2" | PIPE, SEAMLESS | B | 3/4" | 3/4"-FG-B-322-N |  | TYPE=PIPE |  | PL |  |  |  |  | mm | 26.67 | 0.75 | 98769.4427 | 61391.5324 | 2577.9811 |  | 10S | New |  | 2.9 | KG | [6 empty] | SHOP | RACK PRINCIPAL | 349699
PIPE, SEAMLESS, PE, SCH 160, B36.10, A106 Gr. B | ASTM A106 Gr. B |  |  |  | 1/2"-1-1/2" | PIPE, SEAMLESS | B | 3/4" | 3/4"-FG-B-322-N |  | TYPE=PIPE |  | PL |  |  |  |  | mm | 26.67 | 0.75 | 134907.913 | 61391.5324 | 2653.2696 |  | 10S | New |  | 2.9 | KG | [6 empty] | SHOP | RACK PRINCIPAL | 349701
PIPE, SEAMLESS, PE, SCH 160, B36.10, A106 Gr. B | ASTM A106 Gr. B |  |  |  | 1/2"-1-1/2" | PIPE, SEAMLESS | B | 3/4" | 3/4"-FG-B-322-N |  | TYPE=PIPE |  | PL |  |  |  |  | mm | 26.67 | 0.75 | 128884.8347 | 61391.5324 | 2640.7215 |  | 10S | New |  | 2.9 | KG | [6 empty] | SHOP | RACK PRINCIPAL | 349702
PIPE, SEAMLESS, PE, SCH 160, B36.10, A106 Gr. B | ASTM A106 Gr. B |  |  |  | 1/2"-1-1/2" | PIPE, SEAMLESS | B | 3/4" | 3/4"-FG-B-322-N |  | TYPE=PIPE |  | PL |  |  |  |  | mm | 26.67 | 0.75 | 159000.2266 | 61391.5324 | 2703.4619 |  | 10S | New |  | 2.9 | KG | [6 empty] | SHOP | RACK PRINCIPAL | 349703
PIPE, SEAMLESS, PE, SCH 160, B36.10, A106 Gr. B | ASTM A106 Gr. B |  |  |  | 1/2"-1-1/2" | PIPE, SEAMLESS | B | 3/4" | 3/4"-FG-B-322-N |  | TYPE=PIPE |  | PL |  |  |  |  | mm | 26.67 | 0.75 | 165023.305 | 61391.5324 | 2716.01 |  | 10S | New |  | 2.9 | KG | [6 empty] | SHOP | RACK PRINCIPAL | 349704
PIPE, SEAMLESS, PE, SCH 160, B36.10, A106 Gr. B | ASTM A106 Gr. B |  |  |  | 1/2"-1-1/2" | PIPE, SEAMLESS | B | 3/4" | 3/4"-FG-B-322-N |  | TYPE=PIPE |  | PL |  |  |  |  | mm | 26.67 | 0.75 | 146954.0698 | 61391.5324 | 2678.3658 |  | 10S | New |  | 2.9 | KG | [6 empty] | SHOP | RACK PRINCIPAL | 349705
PIPE, SEAMLESS, PE, SCH 160, B36.10, A106 Gr. B | ASTM A106 Gr. B |  |  |  | 1/2"-1-1/2" | PIPE, SEAMLESS | B | 3/4" | 3/4"-FG-B-322-N |  | TYPE=PIPE |  | PL |  |  |  |  | mm | 26.67 | 0.75 | 140930.9914 | 61391.5324 | 2665.8177 |  | 10S | New |  | 2.9 | KG | [6 empty] | SHOP | RACK PRINCIPAL | 349706
PIPE, SEAMLESS, PE, SCH 160, B36.10, A106 Gr. B | ASTM A106 Gr. B |  |  |  | 1/2"-1-1/2" | PIPE, SEAMLESS | B | 3/4" | 3/4"-FG-B-322-N |  | TYPE=PIPE |  | PL |  |  |  |  | mm | 26.67 | 0.75 | 122861.7563 | 61391.5324 | 2628.1734 |  | 10S | New |  | 2.9 | KG | [6 empty] | SHOP | RACK PRINCIPAL | 349707
PIPE, SEAMLESS, PE, SCH 160, B36.10, A106 Gr. B | ASTM A106 Gr. B |  |  |  | 1/2"-1-1/2" | PIPE, SEAMLESS | B | 3/4" | 3/4"-FG-B-322-N |  | TYPE=PIPE |  | PL |  |  |  |  | mm | 26.67 | 0.75 | 110815.5995 | 61391.5324 | 2603.0773 |  | 10S | New |  | 2.9 | KG | [6 empty] | SHOP | RACK PRINCIPAL | 349708
PIPE, SEAMLESS, PE, SCH 160, B36.10, A106 Gr. B | ASTM A106 Gr. B |  |  |  | 1/2"-1-1/2" | PIPE, SEAMLESS | B | 3/4" | 3/4"-FG-B-323-N |  | TYPE=PIPE |  | PL |  |  |  |  | mm | 26.67 | 0.75 | 197785.0519 | 80273.6146 | 967.0277 |  | 10S | New |  | 2.9 | KG | [6 empty] | SHOP | RACK PRINCIPAL | 349709
PIPE, SEAMLESS, PE, SCH 160, B36.10, A106 Gr. B | ASTM A106 Gr. B |  |  |  | 1/2"-1-1/2" | PIPE, SEAMLESS | B | 3/4" | 3/4"-FG-B-324-N |  | TYPE=PIPE |  | PL |  |  |  |  | mm | 26.67 | 0.75 | 197926.4732 | 80415.0359 | 468.0606 |  | 10S | New |  | 2.9 | KG | [6 empty] | SHOP | RACK PRINCIPAL | 349710
PIPE, SEAMLESS, PE, SCH 160, B36.10, A106 Gr. B | ASTM A106 Gr. B |  |  |  | 1/2"-1-1/2" | PIPE, SEAMLESS | B | 3/4" | 3/4"-FG-B-324-N |  | TYPE=PIPE |  | PL |  |  |  |  | mm | 26.67 | 0.75 | 197946.5171 | 80435.0799 | 468.0606 |  | 10S | New |  | 2.9 | KG | [6 empty] | SHOP | RACK PRINCIPAL | 349711
PIPE, SEAMLESS, PE, SCH 160, B36.10, A106 Gr. B | ASTM A106 Gr. B |  |  |  | 1/2"-1-1/2" | PIPE, SEAMLESS | B | 3/4" | 3/4"-FG-B-322-N |  | TYPE=PIPE |  | PL |  |  |  |  | mm | 26.67 | 0.75 | 92733.6643 | 61391.5324 | 2565.4066 |  | 10S | New |  | 2.9 | KG | [6 empty] | SHOP | RACK PRINCIPAL | 349712
PIPE, SCH 80, PE, B36.1, A-106 GR.B | ASTM A106 |  |  |  | PIPE, SEAMLESS, 80, 1/2" ND, PE, ASTM A106 | PIPE, SEAMLESS | A1A2 | 1/2" | 1/2"-IA-A1-902-N |  | TYPE=PIPE |  | PL |  |  |  |  | mm | 21.336 | 0.5 | 92823.2715 | 61311.5324 | 2562.9263 |  | 80 | New |  |  | KG | [6 empty] | SHOP | RACK PRINCIPAL | 349713
PIPE, SEAMLESS, PE, SCH 160, B36.10, A106 Gr. B | ASTM A106 Gr. B |  |  |  | 1/2"-1-1/2" | PIPE, SEAMLESS | B | 1 1/2" | 1 1/2"-LIH-B-421-N |  | TYPE=PIPE |  | PL |  |  |  |  | mm | 48.26 | 1.5 | 83557.1227 | 36143.9185 | 170.5806 |  | 10S | New |  | 7.25 | KG | [6 empty] | SHOP | RACK PRINCIPAL | 349718
PIPE, SCH 80, PE, B36.1, A-106 GR.B | ASTM A106 |  |  |  | PIPE, SEAMLESS, 80, 1/2" ND, PE, ASTM A106 | PIPE, SEAMLESS | A1A2 | 1/2" | 1/2"-IA-A1-902-N |  | TYPE=PIPE |  | PL |  |  |  |  | mm | 21.336 | 0.5 | 86799.5136 | 61311.5324 | 2550.3768 |  | 80 | New |  |  | KG | [6 empty] | SHOP | RACK PRINCIPAL | 349719
PIPE, SCH 80, PE, B36.1, A-106 GR.B | ASTM A106 |  |  |  | PIPE, SEAMLESS, 80, 1/2" ND, PE, ASTM A106 | PIPE, SEAMLESS | A1A2 | 1/2" | 1/2"-IA-A1-902-N |  | TYPE=PIPE |  | PL |  |  |  |  | mm | 21.336 | 0.5 | 86445.862 | 59591.9069 | 84.668 |  | 80 | New |  |  | KG | [6 empty] | SHOP | RACK PRINCIPAL | 349720
PIPE, SCH 80, PE, B36.1, A-106 GR.B | ASTM A106 |  |  |  | PIPE, SEAMLESS, 80, 1/2" ND, PE, ASTM A106 | PIPE, SEAMLESS | A1A2 | 1/2" | 1/2"-IA-A1-902-N |  | TYPE=PIPE |  | PL |  |  |  |  | mm | 21.336 | 0.5 | 86259.215 | 59572.1889 | 84.668 |  | 80 | New |  |  | KG | [6 empty] | SHOP | RACK PRINCIPAL | 349721
PIPE, SEAMLESS, PE, SCH 160, B36.10, A106 Gr. B | ASTM A106 Gr. B |  |  |  | 1/2"-1-1/2" | PIPE, SEAMLESS | B | 3/4" | 3/4"-FG-B-322-N |  | TYPE=PIPE |  | PL |  |  |  |  | mm | 26.67 | 0.75 | 86705.3701 | 61391.5324 | 2552.8476 |  | 10S | New |  | 2.9 | KG | [6 empty] | SHOP | RACK PRINCIPAL | 349722
PIPE, SEAMLESS, PE, SCH 160, B36.10, A106 Gr. B | ASTM A106 Gr. B |  |  |  | 1/2"-1-1/2" | PIPE, SEAMLESS | B | 3/4" | 3/4"-FG-B-322-N |  | TYPE=PIPE |  | PL |  |  |  |  | mm | 26.67 | 0.75 | 86365.8556 | 61372.4824 | 2552.18 |  | 10S | New |  | 2.9 | KG | [6 empty] | SHOP | RACK PRINCIPAL | 349723
PIPE, SCH 80, PE, B36.1, A-106 GR.B | ASTM A106 |  |  |  | PIPE, SEAMLESS, 80, 1/2" ND, PE, ASTM A106 | PIPE, SEAMLESS | A1A2 | 1/2" | 1/2"-IA-A1-902-N |  | TYPE=PIPE |  | PL |  |  |  |  | mm | 21.336 | 0.5 | 86445.8604 | 61291.8144 | 2549.6811 |  | 80 | New |  |  | KG | [6 empty] | SHOP | RACK PRINCIPAL | 349724
PIPE, SEAMLESS, PE, SCH 160, B36.10, A106 Gr. B | ASTM A106 Gr. B |  |  |  | 1/2"-1-1/2" | PIPE, SEAMLESS | B | 3/4" | 3/4"-FG-B-322-N |  | TYPE=PIPE |  | PL |  |  |  |  | mm | 26.67 | 0.75 | 86178.547 | 59649.5219 | 87.335 |  | 10S | New |  | 2.9 | KG | [6 empty] | SHOP | RACK PRINCIPAL | 349725
PIPE, SEAMLESS, PE, SCH 160, B36.10, A106 Gr. B | ASTM A106 Gr. B |  |  |  | 1/2"-1-1/2" | PIPE, SEAMLESS | B | 3/4" | 3/4"-FG-B-322-N |  | TYPE=PIPE |  | PL |  |  |  |  | mm | 26.67 | 0.75 | 51633.7929 | 2083.6022 | 106.385 |  | 10S | New |  | 2.9 | KG | [6 empty] | SHOP | RACK PRINCIPAL | 349726
PIPE, SEAMLESS, BE, SCH 80, B36.10, A106 Gr B | API 5L Gr. B |  |  |  | 3"-8" | PIPE, SEAMLESS | D | 3" | 3"-MUL-D-015-N |  | TYPE=PIPE |  | PL |  |  |  |  | mm | 88.9 | 3 | 49446.1277 | 2406.9102 | 1006.4581 |  | STD | New |  | 15.27 | KG | [6 empty] | SHOP | RACK PRINCIPAL | 349727
PIPE, SEAMLESS, BE, SCH 80, B36.10, A106 Gr B | API 5L Gr. B |  |  |  | 3"-8" | PIPE, SEAMLESS | D | 3" | 3"-MUL-D-013-N |  | TYPE=PIPE |  | PL |  |  |  |  | mm | 88.9 | 3 | 49158.7673 | 2625.9102 | 1006.4581 |  | STD | New |  | 15.27 | KG | [6 empty] | SHOP | RACK PRINCIPAL | 349728
PIPE, SEAMLESS, BE, SCH 160, B36.10, A106 Gr. B | ASTM A106 Gr. B |  |  |  | PIPE BE 160 | PIPE, SEAMLESS | E | 4" | 4"-MUL-K-002-N |  | TYPE=PIPE |  | PL |  |  |  |  | mm | 114.3 | 4 | 12925.1579 | 2277.6022 | 131.15 |  | 10S | New |  | 33.54 | KG | [6 empty] | SHOP | RACK PRINCIPAL | 349732
PIPE, SEAMLESS, BE, SCH 160, B36.10, A106 Gr. B | ASTM A106 Gr. B |  |  |  | PIPE BE 160 | PIPE, SEAMLESS | E | 2" | 3"-MUL-E-005-N |  | TYPE=PIPE |  | PL |  |  |  |  | mm | 60.325 | 2 | 21706.5672 | 3456.243 | 759.8131 |  | 10S | New |  | 11.11 | KG | [6 empty] | SHOP | RACK PRINCIPAL | 349737
PIPE, SEAMLESS, BE, SCH 160, B36.10, A106 Gr. B | ASTM A106 Gr. B |  |  |  | PIPE BE 160 | PIPE, SEAMLESS | E | 3" | 3"-MUL-E-005-N |  | TYPE=PIPE |  | PL |  |  |  |  | mm | 88.9 | 3 | 21782.7672 | 4210.7246 | 759.8131 |  | 10S | New |  | 21.35 | KG | [6 empty] | SHOP | RACK PRINCIPAL | 349738
PIPE, SEAMLESS, BE, SCH 160, B36.10, A106 Gr. B | ASTM A106 Gr. B |  |  |  | PIPE BE 160 | PIPE, SEAMLESS | E | 2" | 3"-MUL-E-005-N |  | TYPE=PIPE |  | PL |  |  |  |  | mm | 60.325 | 2 | 21706.5672 | 4499.5766 | 759.8131 |  | 10S | New |  | 11.11 | KG | [6 empty] | SHOP | RACK PRINCIPAL | 349741
PIPE, SEAMLESS, BE, SCH 80, B36.10, A106 Gr B | API 5L Gr. B |  |  |  | 3"-8" | PIPE, SEAMLESS | D | 3" | 3"-MUL-D-009-N |  | TYPE=PIPE |  | PL |  |  |  |  | mm | 88.9 | 3 | 24828.8296 | 5631.5717 | 793.3437 |  | STD | New |  | 15.27 | KG | [6 empty] | SHOP | RACK PRINCIPAL | 349744
PIPE, SEAMLESS, BE, SCH 80, B36.10, A106 Gr B | API 5L Gr. B |  |  |  | 3"-8" | PIPE, SEAMLESS | D | 3" | 3"-MUL-D-008-N |  | TYPE=PIPE |  | PL |  |  |  |  | mm | 88.9 | 3 | 22028.8297 | 5631.5717 | 793.3437 |  | STD | New |  | 15.27 | KG | [6 empty] | SHOP | RACK PRINCIPAL | 349746
PIPE, SEAMLESS, PE, SCH 160, B36.10, A106 Gr. B | ASTM A106 Gr. B |  |  |  | 1/2"-1-1/2" | PIPE, SEAMLESS | D | 3/4" | 3/4"-QUI-D-702-N |  | TYPE=PIPE |  | PL |  |  |  |  | mm | 26.67 | 0.75 | 49540.9955 | 1398.9369 | 637.335 |  | 10S | New |  | 2.9 | KG | [6 empty] | SHOP | RACK PRINCIPAL | 349748
PIPE, SEAMLESS, PE, SCH 160, B36.10, A106 Gr. B | ASTM A106 Gr. B |  |  |  | 1/2"-1-1/2" | PIPE, SEAMLESS | D | 3/4" | 3/4"-QUI-D-702-N |  | TYPE=PIPE |  | PL |  |  |  |  | mm | 26.67 | 0.75 | 29963.5586 | 1398.9369 | 637.335 |  | 10S | New |  | 2.9 | KG | [6 empty] | SHOP | RACK PRINCIPAL | 349749
PIPE, SEAMLESS, PE, SCH 160, B36.10, A106 Gr. B | ASTM A106 Gr. B |  |  |  | 1/2"-1-1/2" | PIPE, SEAMLESS | D | 3/4" | 3/4"-QUI-D-704-N |  | TYPE=PIPE |  | PL |  |  |  |  | mm | 26.67 | 0.75 | 49628.9955 | 1310.9369 | 637.335 |  | 10S | New |  | 2.9 | KG | [6 empty] | SHOP | RACK PRINCIPAL | 349750
PIPE, SEAMLESS, PE, SCH 160, B36.10, A106 Gr. B | ASTM A106 Gr. B |  |  |  | 1/2"-1-1/2" | PIPE, SEAMLESS | D | 3/4" | 3/4"-QUI-D-704-N |  | TYPE=PIPE |  | PL |  |  |  |  | mm | 26.67 | 0.75 | 29875.5586 | 1310.9369 | 637.335 |  | 10S | New |  | 2.9 | KG | [6 empty] | SHOP | RACK PRINCIPAL | 349751
PIPE, SEAMLESS, PE, SCH 160, B36.10, A106 Gr. B | ASTM A106 Gr. B |  |  |  | 1/2"-1-1/2" | PIPE, SEAMLESS | B | 1 1/2" | 1 1/2"-FG-B-309-N |  | TYPE=PIPE |  | PL |  |  |  |  | mm | 48.26 | 1.5 | 51100.1664 | 2083.6022 | 536.0505 |  | 10S | New |  | 7.25 | KG | [6 empty] | SHOP | RACK PRINCIPAL | 349753
PIPE, SEAMLESS, BE, SCH 40, B36.10, A106 Gr. B | API 5L Gr. B |  |  |  | 2"-24" | PIPE, SEAMLESS | B | 6" | 6"-FH-B-325-N |  | TYPE=PIPE |  | PL |  |  |  |  | mm | 168.275 | 6 | 202316.3916 | 84051.2135 | 2884.5968 |  | STD | New |  | 28.26 | KG | [6 empty] | SHOP | RACK PRINCIPAL | 349754
PIPE, SEAMLESS, BE, SCH 40, B36.10, A106 Gr. B | API 5L Gr. B |  |  |  | 2"-24" | PIPE, SEAMLESS | B | 6" | 6"-FH-B-325-N |  | TYPE=PIPE |  | PL |  |  |  |  | mm | 168.275 | 6 | 200646.7433 | 82381.5652 | 2879.6776 |  | STD | New |  | 28.26 | KG | [6 empty] | SHOP | RACK PRINCIPAL | 349755
PIPE, SEAMLESS, BE, SCH 40, B36.10, A106 Gr. B | API 5L Gr. B |  |  |  | 2"-24" | PIPE, SEAMLESS | B | 6" | 6"-FH-B-325-N |  | TYPE=PIPE |  | PL |  |  |  |  | mm | 168.275 | 6 | 201287.736 | 82699.2687 | 2879.6776 |  | STD | New |  | 28.26 | KG | [6 empty] | SHOP | RACK PRINCIPAL | 349756
PIPE, SEAMLESS, PE, SCH 160, B36.10, A106 Gr. B | ASTM A106 Gr. B |  |  |  | 1/2"-1-1/2" | PIPE, SEAMLESS | B | 3/4" | 3/4"-FG-B-322-N |  | TYPE=PIPE |  | PL |  |  |  |  | mm | 26.67 | 0.75 | 178831.2008 | 61400.5126 | 2744.7842 |  | 10S | New |  | 2.9 | KG | [6 empty] | SHOP | RACK PRINCIPAL | 349763
PIPE, SEAMLESS, PE, SCH 160, B36.10, A106 Gr. B | ASTM A106 Gr. B |  |  |  | 1/2"-1-1/2" | PIPE, SEAMLESS | B | 3/4" | 3/4"-FG-B-322-N |  | TYPE=PIPE |  | PL |  |  |  |  | mm | 26.67 | 0.75 | 177069.4618 | 61391.5324 | 2741.1062 |  | 10S | New |  | 2.9 | KG | [6 empty] | SHOP | RACK PRINCIPAL | 349764
PIPE, SCH 80, PE, B36.1, A-106 GR.B | ASTM A106 |  |  |  | PIPE, SEAMLESS, 80, 1/2" ND, PE, ASTM A106 | PIPE, SEAMLESS | A1A2 | 1/2" | 1/2"-IA-A1-902-N |  | TYPE=PIPE |  | PL |  |  |  |  | mm | 21.336 | 0.5 | 178835.5693 | 61319.9073 | 2742.1258 |  | 80 | New |  |  | KG | [6 empty] | SHOP | RACK PRINCIPAL | 349765
PIPE, SCH 80, PE, B36.1, A-106 GR.B | ASTM A106 |  |  |  | PIPE, SEAMLESS, 80, 1/2" ND, PE, ASTM A106 | PIPE, SEAMLESS | A1A2 | 1/2" | 1/2"-IA-A1-902-N |  | TYPE=PIPE |  | PL |  |  |  |  | mm | 21.336 | 0.5 | 177180.4201 | 61311.5324 | 2738.6703 |  | 80 | New |  |  | KG | [6 empty] | SHOP | RACK PRINCIPAL | 349766
PIPE, SCH 80, PE, B36.1, A-106 GR.B | ASTM A106 |  |  |  | PIPE, SEAMLESS, 80, 1/2" ND, PE, ASTM A106 | PIPE, SEAMLESS | A1A2 | 1/2" | 1/2"-IA-A1-902-N |  | TYPE=PIPE |  | PL |  |  |  |  | mm | 21.336 | 0.5 | 197293.8247 | 79778.2291 | 2776.7909 |  | 80 | New |  |  | KG | [6 empty] | SHOP | RACK PRINCIPAL | 349767
PIPE, SCH 80, PE, B36.1, A-106 GR.B | ASTM A106 |  |  |  | PIPE, SEAMLESS, 80, 3/4" ND, PE, ASTM A106 | PIPE, SEAMLESS | A1A2 | 3/4" | 3/4"-FG-B-322-N |  | TYPE=PIPE |  | PL |  |  |  |  | mm | 26.67 | 0.75 | 191608.0565 | 74177.4143 | 2782.4284 |  | 80 | New |  |  | KG | [6 empty] | SHOP | RACK PRINCIPAL | 349768
PIPE, SCH 80, PE, B36.1, A-106 GR.B | ASTM A106 |  |  |  | PIPE, SEAMLESS, 80, 1/2" ND, PE, ASTM A106 | PIPE, SEAMLESS | A1A2 | 1/2" | 1/2"-IA-A1-902-N |  | TYPE=PIPE |  | PL |  |  |  |  | mm | 21.336 | 0.5 | 183095.0385 | 65579.3918 | 2754.6754 |  | 80 | New |  |  | KG | [6 empty] | SHOP | RACK PRINCIPAL | 349769
PIPE, SCH 80, PE, B36.1, A-106 GR.B | ASTM A106 |  |  |  | PIPE, SEAMLESS, 80, 1/2" ND, PE, ASTM A106 | PIPE, SEAMLESS | A1A2 | 1/2" | 1/2"-IA-A1-902-N |  | TYPE=PIPE |  | PL |  |  |  |  | mm | 21.336 | 0.5 | 191613.9768 | 74098.3608 | 2779.7746 |  | 80 | New |  |  | KG | [6 empty] | SHOP | RACK PRINCIPAL | 349770
PIPE, SCH 80, PE, B36.1, A-106 GR.B | ASTM A106 |  |  |  | PIPE, SEAMLESS, 80, 3/4" ND, PE, ASTM A106 | PIPE, SEAMLESS | A1A2 | 3/4" | 3/4"-FG-B-322-N |  | TYPE=PIPE |  | PL |  |  |  |  | mm | 26.67 | 0.75 | 187349.1046 | 69918.4471 | 2769.8803 |  | 80 | New |  |  | KG | [6 empty] | SHOP | RACK PRINCIPAL | 349771
PIPE, SCH 80, PE, B36.1, A-106 GR.B | ASTM A106 |  |  |  | PIPE, SEAMLESS, 80, 1/2" ND, PE, ASTM A106 | PIPE, SEAMLESS | A1A2 | 1/2" | 1/2"-IA-A1-902-N |  | TYPE=PIPE |  | PL |  |  |  |  | mm | 21.336 | 0.5 | 197311.1751 | 79795.5795 | 463.6178 |  | 80 | New |  |  | KG | [6 empty] | SHOP | RACK PRINCIPAL | 349772
PIPE, SCH 80, PE, B36.1, A-106 GR.B | ASTM A106 |  |  |  | PIPE, SEAMLESS, 80, 1/2" ND, PE, ASTM A106 | PIPE, SEAMLESS | A1A2 | 1/2" | 1/2"-IA-A1-902-N |  | TYPE=PIPE |  | PL |  |  |  |  | mm | 21.336 | 0.5 | 195873.446 | 78357.8453 | 2792.3241 |  | 80 | New |  |  | KG | [6 empty] | SHOP | RACK PRINCIPAL | 349773
PIPE, SCH 80, PE, B36.1, A-106 GR.B | ASTM A106 |  |  |  | PIPE, SEAMLESS, 80, 3/4" ND, PE, ASTM A106 | PIPE, SEAMLESS | A1A2 | 3/4" | 3/4"-FG-B-322-N |  | TYPE=PIPE |  | PL |  |  |  |  | mm | 26.67 | 0.75 | 183090.1527 | 65659.4798 | 2757.3323 |  | 80 | New |  |  | KG | [6 empty] | SHOP | RACK PRINCIPAL | 349774
PIPE, SCH 80, PE, B36.1, A-106 GR.B | ASTM A106 |  |  |  | PIPE, SEAMLESS, 80, 1/2" ND, PE, ASTM A106 | PIPE, SEAMLESS | A1A2 | 1/2" | 1/2"-IA-A1-902-N |  | TYPE=PIPE |  | PL |  |  |  |  | mm | 21.336 | 0.5 | 187354.5077 | 69838.8763 | 2767.225 |  | 80 | New |  |  | KG | [6 empty] | SHOP | RACK PRINCIPAL | 349775
PIPE, SEAMLESS, PE, SCH 160, B36.10, A106 Gr. B | ASTM A106 Gr. B |  |  |  | 1/2"-1-1/2" | PIPE, SEAMLESS | B | 3/4" | 3/4"-FG-B-324-N |  | TYPE=PIPE |  | PL |  |  |  |  | mm | 26.67 | 0.75 | 199005.1558 | 81493.7431 | 2785.4737 |  | 10S | New |  | 2.9 | KG | [6 empty] | SHOP | RACK PRINCIPAL | 349776
PIPE, SCH 80, PE, B36.1, A-106 GR.B | ASTM A106 |  |  |  | PIPE, SEAMLESS, 80, 3/4" ND, PE, ASTM A106 | PIPE, SEAMLESS | A1A2 | 3/4" | 3/4"-FG-B-322-N |  | TYPE=PIPE |  | PL |  |  |  |  | mm | 26.67 | 0.75 | 197251.3407 | 79820.7188 | 2774.8158 |  | 80 | New |  |  | KG | [6 empty] | SHOP | RACK PRINCIPAL | 349777
PIPE, SEAMLESS, PE, SCH 160, B36.10, A106 Gr. B | ASTM A106 Gr. B |  |  |  | 1/2"-1-1/2" | PIPE, SEAMLESS | B | 3/4" | 3/4"-FG-B-324-N |  | TYPE=PIPE |  | PL |  |  |  |  | mm | 26.67 | 0.75 | 199018.5979 | 81507.1855 | 2804.5634 |  | 10S | New |  | 2.9 | KG | [6 empty] | SHOP | RACK PRINCIPAL | 349778
PIPE, SCH 80, PE, B36.1, A-106 GR.B | ASTM A106 |  |  |  | PIPE, SEAMLESS, 80, 3/4" ND, PE, ASTM A106 | PIPE, SEAMLESS | A1A2 | 3/4" | 3/4"-FG-B-322-N |  | TYPE=PIPE |  | PL |  |  |  |  | mm | 26.67 | 0.75 | 195867.0084 | 78436.3815 | 2794.9765 |  | 80 | New |  |  | KG | [6 empty] | SHOP | RACK PRINCIPAL | 349779
PIPE, SEAMLESS, PE, SCH 160, B36.10, A106 Gr. B | ASTM A106 Gr. B |  |  |  | 1/2"-1-1/2" | PIPE, SEAMLESS | B | 3/4" | 3/4"-FG-B-324-N |  | TYPE=PIPE |  | PL |  |  |  |  | mm | 26.67 | 0.75 | 198995.1146 | 81483.6709 | 468.1367 |  | 10S | New |  | 2.9 | KG | [6 empty] | SHOP | RACK PRINCIPAL | 349780
PIPE, SEAMLESS, PE, SCH 160, B36.10, A106 Gr. B | ASTM A106 Gr. B |  |  |  | 1/2"-1-1/2" | PIPE, SEAMLESS | B | 3/4" | 3/4"-FG-B-324-N |  | TYPE=PIPE |  | PL |  |  |  |  | mm | 26.67 | 0.75 | 208792.9737 | 91281.5964 | 2833.3614 |  | 10S | New |  | 2.9 | KG | [6 empty] | SHOP | RACK PRINCIPAL | 349781
PIPE, SEAMLESS, PE, SCH 160, B36.10, A106 Gr. B | ASTM A106 Gr. B |  |  |  | 1/2"-1-1/2" | PIPE, SEAMLESS | B | 3/4" | 3/4"-FG-B-324-N |  | TYPE=PIPE |  | PL |  |  |  |  | mm | 26.67 | 0.75 | 200289.7668 | 82778.3589 | 2808.3086 |  | 10S | New |  | 2.9 | KG | [6 empty] | SHOP | RACK PRINCIPAL | 349782
PIPE, SEAMLESS, PE, SCH 160, B36.10, A106 Gr. B | ASTM A106 Gr. B |  |  |  | 1/2"-1-1/2" | PIPE, SEAMLESS | B | 3/4" | 3/4"-FG-B-323-N |  | TYPE=PIPE |  | PL |  |  |  |  | mm | 26.67 | 0.75 | 201952.9137 | 84565.9629 | 2813.392 |  | 10S | New |  | 2.9 | KG | [6 empty] | SHOP | RACK PRINCIPAL | 349783
PIPE, SEAMLESS, PE, SCH 160, B36.10, A106 Gr. B | ASTM A106 Gr. B |  |  |  | 1/2"-1-1/2" | PIPE, SEAMLESS | B | 3/4" | 3/4"-FG-B-324-N |  | TYPE=PIPE |  | PL |  |  |  |  | mm | 26.67 | 0.75 | 204541.3801 | 87029.9875 | 2820.8351 |  | 10S | New |  | 2.9 | KG | [6 empty] | SHOP | RACK PRINCIPAL | 349784
PIPE, SEAMLESS, PE, SCH 160, B36.10, A106 Gr. B | ASTM A106 Gr. B |  |  |  | 1/2"-1-1/2" | PIPE, SEAMLESS | B | 3/4" | 3/4"-FG-B-324-N |  | TYPE=PIPE |  | PL |  |  |  |  | mm | 26.67 | 0.75 | 221547.8135 | 104036.4821 | 2870.9408 |  | 10S | New |  | 2.9 | KG | [6 empty] | SHOP | RACK PRINCIPAL | 349785
PIPE, SEAMLESS, PE, SCH 160, B36.10, A106 Gr. B | ASTM A106 Gr. B |  |  |  | 1/2"-1-1/2" | PIPE, SEAMLESS | B | 3/4" | 3/4"-FG-B-324-N |  | TYPE=PIPE |  | PL |  |  |  |  | mm | 26.67 | 0.75 | 217296.2003 | 99784.8535 | 2858.4143 |  | 10S | New |  | 2.9 | KG | [6 empty] | SHOP | RACK PRINCIPAL | 349786
PIPE, SCH 80, PE, B36.1, A-106 GR.B | ASTM A106 |  |  |  | PIPE, SEAMLESS, 80, 3/4" ND, PE, ASTM A106 | PIPE, SEAMLESS | A1A2 | 3/4" | 3/4"-FG-B-322-N |  | TYPE=PIPE |  | PL |  |  |  |  | mm | 26.67 | 0.75 | 197550.4429 | 80119.821 | 466.3913 |  | 80 | New |  |  | KG | [6 empty] | SHOP | RACK PRINCIPAL | 349787
PIPE, SEAMLESS, PE, SCH 160, B36.10, A106 Gr. B | ASTM A106 Gr. B |  |  |  | 1/2"-1-1/2" | PIPE, SEAMLESS | B | 3/4" | 3/4"-FG-B-323-N |  | TYPE=PIPE |  | PL |  |  |  |  | mm | 26.67 | 0.75 | 210456.1403 | 93069.22 | 2838.4449 |  | 10S | New |  | 2.9 | KG | [6 empty] | SHOP | RACK PRINCIPAL | 349788
PIPE, SEAMLESS, PE, SCH 160, B36.10, A106 Gr. B | ASTM A106 Gr. B |  |  |  | 1/2"-1-1/2" | PIPE, SEAMLESS | B | 3/4" | 3/4"-FG-B-323-N |  | TYPE=PIPE |  | PL |  |  |  |  | mm | 26.67 | 0.75 | 223210.9605 | 105824.0861 | 2876.0242 |  | 10S | New |  | 2.9 | KG | [6 empty] | SHOP | RACK PRINCIPAL | 349789
PIPE, SEAMLESS, PE, SCH 160, B36.10, A106 Gr. B | ASTM A106 Gr. B |  |  |  | 1/2"-1-1/2" | PIPE, SEAMLESS | B | 3/4" | 3/4"-FG-B-324-N |  | TYPE=PIPE |  | PL |  |  |  |  | mm | 26.67 | 0.75 | 213044.587 | 95533.225 | 2845.8879 |  | 10S | New |  | 2.9 | KG | [6 empty] | SHOP | RACK PRINCIPAL | 349790
PIPE, SEAMLESS, PE, SCH 160, B36.10, A106 Gr. B | ASTM A106 Gr. B |  |  |  | 1/2"-1-1/2" | PIPE, SEAMLESS | B | 3/4" | 3/4"-FG-B-323-N |  | TYPE=PIPE |  | PL |  |  |  |  | mm | 26.67 | 0.75 | 214707.7339 | 97320.8289 | 2850.9713 |  | 10S | New |  | 2.9 | KG | [6 empty] | SHOP | RACK PRINCIPAL | 349791
PIPE, SEAMLESS, PE, SCH 160, B36.10, A106 Gr. B | ASTM A106 Gr. B |  |  |  | 1/2"-1-1/2" | PIPE, SEAMLESS | B | 3/4" | 3/4"-FG-B-323-N |  | TYPE=PIPE |  | PL |  |  |  |  | mm | 26.67 | 0.75 | 218959.3472 | 101572.4575 | 2863.4978 |  | 10S | New |  | 2.9 | KG | [6 empty] | SHOP | RACK PRINCIPAL | 349792
PIPE, SEAMLESS, PE, SCH 160, B36.10, A106 Gr. B | ASTM A106 Gr. B |  |  |  | 1/2"-1-1/2" | PIPE, SEAMLESS | B | 3/4" | 3/4"-FG-B-323-N |  | TYPE=PIPE |  | PL |  |  |  |  | mm | 26.67 | 0.75 | 206204.527 | 88817.5914 | 2825.9185 |  | 10S | New |  | 2.9 | KG | [6 empty] | SHOP | RACK PRINCIPAL | 349793
PIPE, SEAMLESS, BE, SCH 160, B36.10, A106 Gr. B | ASTM A106 Gr. B |  |  |  | PIPE BE 160 | PIPE, SEAMLESS | E | 2" | 3"-MUL-E-005-N |  | TYPE=PIPE |  | PL |  |  |  |  | mm | 60.325 | 2 | 21400.3672 | 4128.9366 | 759.8131 |  | 10S | New |  | 11.11 | KG | [6 empty] | SHOP | RACK PRINCIPAL | 349795
PIPE, SEAMLESS, BE, SCH 40, B36.10, A106 Gr. B | API 5L Gr. B |  |  |  | 2"-24" | PIPE, SEAMLESS | B | 6" | 6"-FH-B-325-N |  | TYPE=PIPE |  | PL |  |  |  |  | mm | 168.275 | 6 | 200303.446 | 82522.9868 | 2879.3802 |  | STD | New |  | 28.26 | KG | [6 empty] | SHOP | RACK PRINCIPAL | 349796
PIPE, SEAMLESS, BE, SCH 40, B36.10, A106 Gr. B | API 5L Gr. B |  |  |  | 2"-24" | PIPE, SEAMLESS | B | 6" | 6"-FH-B-325-N |  | TYPE=PIPE |  | PL |  |  |  |  | mm | 168.275 | 6 | 202174.97 | 84394.5108 | 2884.8942 |  | STD | New |  | 28.26 | KG | [6 empty] | SHOP | RACK PRINCIPAL | 349797
PIPE, SEAMLESS, PE, SCH 160, B36.10, A106 Gr. B | ASTM A106 Gr. B |  |  |  | 1/2"-1-1/2" | PIPE, SEAMLESS | B | 3/4" | 3/4"-FG-B-323-N |  | TYPE=PIPE |  | PL |  |  |  |  | mm | 26.67 | 0.75 | 197771.5815 | 80287.085 | 2801.2653 |  | 10S | New |  | 2.9 | KG | [6 empty] | SHOP | RACK PRINCIPAL | 349798
PIPE, SEAMLESS, PE, SCH 160, B36.10, A106 Gr. B | ASTM A106 Gr. B |  |  |  | 1/2"-1-1/2" | PIPE, SEAMLESS | B | 3/4" | 3/4"-FG-B-323-N |  | TYPE=PIPE |  | PL |  |  |  |  | mm | 26.67 | 0.75 | 197785.0519 | 80273.6146 | 995.3741 |  | 10S | New |  | 2.9 | KG | [6 empty] | SHOP | RACK PRINCIPAL | 349799
PIPE, SEAMLESS, PE, SCH 160, B36.10, A106 Gr. B | ASTM A106 Gr. B |  |  |  | 1/2"-1-1/2" | PIPE, SEAMLESS | B | 3/4" | 3/4"-FG-B-323-N |  | TYPE=PIPE |  | PL |  |  |  |  | mm | 26.67 | 0.75 | 197736.218 | 80349.3891 | 2801.3065 |  | 10S | New |  | 2.9 | KG | [6 empty] | SHOP | RACK PRINCIPAL | 349801
PIPE, SEAMLESS, PE, SCH 160, B36.10, A106 Gr. B | ASTM A106 Gr. B |  |  |  | 1/2"-1-1/2" | PIPE, SEAMLESS | B | 3/4" | 3/4"-FG-B-322-N |  | TYPE=PIPE |  | PL |  |  |  |  | mm | 26.67 | 0.75 | 197530.399 | 80099.777 | 466.3913 |  | 10S | New |  | 2.9 | KG | [6 empty] | SHOP | RACK PRINCIPAL | 349802
PIPE, SEAMLESS, PE, SCH 160, B36.10, A106 Gr. B | ASTM A106 Gr. B |  |  |  | 1/2"-1-1/2" | PIPE, SEAMLESS | B | 3/4" | 3/4"-FG-B-322-N |  | TYPE=PIPE |  | PL |  |  |  |  | mm | 26.67 | 0.75 | 51313.6664 | 2083.6022 | 290.6301 |  | 10S | New |  | 2.9 | KG | [6 empty] | SHOP | RACK PRINCIPAL | 349803
PIPE, SCH 80, PE, B36.1, A-106 GR.B | ASTM A106 |  |  |  | PIPE, SEAMLESS, 80, 1/2" ND, PE, ASTM A106 | PIPE, SEAMLESS | A1A2 | 1/2" | 1/2"-IA-A1-902-N |  | TYPE=PIPE |  | PL |  |  |  |  | mm | 21.336 | 0.5 | 51310.1394 | 1979.6022 | 275.5309 |  | 80 | New |  |  | KG | [6 empty] | SHOP | RACK PRINCIPAL | 349804
PIPE, SEAMLESS, BE, SCH 40, B36.10, A106 Gr. B | API 5L Gr. B |  |  |  | 2"-24" | PIPE, SEAMLESS | B | 6" | 6"-FH-B-325-N |  | TYPE=PIPE |  | PL |  |  |  |  | mm | 168.275 | 6 | 57330.7398 | 10592.7199 | 2457.1615 |  | STD | New |  | 28.26 | KG | [6 empty] | SHOP | RACK PRINCIPAL | 349805
PIPE, SEAMLESS, BE, SCH 40, B36.10, A106 Gr. B | API 5L Gr. B |  |  |  | 2"-24" | PIPE, SEAMLESS | B | 2" | 3/4"-FG-B-322-N |  | TYPE=PIPE |  | PL |  |  |  |  | mm | 60.325 | 2 | 56192.8122 | 8916.5943 | 417.2996 |  | STD | New |  | 5.44 | KG | [6 empty] | SHOP | RACK PRINCIPAL | 349808
PIPE, SEAMLESS, BE, SCH 40, B36.10, A106 Gr. B | API 5L Gr. B |  |  |  | 2"-24" | PIPE, SEAMLESS | B | 2" | 3/4"-FG-B-322-N |  | TYPE=PIPE |  | PL |  |  |  |  | mm | 60.325 | 2 | 57003.3648 | 8916.5943 | 1685.8092 |  | STD | New |  | 5.44 | KG | [6 empty] | SHOP | RACK PRINCIPAL | 349809
PIPE, SEAMLESS, BE, SCH 40, B36.10, A106 Gr. B | API 5L Gr. B |  |  |  | 2"-24" | PIPE, SEAMLESS | B | 4" | 3/4"-FG-B-322-N |  | TYPE=PIPE |  | PL |  |  |  |  | mm | 114.3 | 4 | 57283.0752 | 8916.5943 | 317.2996 |  | STD | New |  | 16.08 | KG | [6 empty] | SHOP | RACK PRINCIPAL | 349810
PIPE, SEAMLESS, PE, SCH 160, B36.10, A106 Gr. B | ASTM A106 Gr. B |  |  |  | 1/2"-1-1/2" | PIPE, SEAMLESS | B | 1/2" | 3/4"-FG-B-322-N |  | TYPE=PIPE |  | PL |  |  |  |  | mm | 21.336 | 0.5 | 57283.0752 | 8916.5943 | 237.9246 |  | 10S | New |  | 1.95 | KG | [6 empty] | SHOP | RACK PRINCIPAL | 349811
PIPE, SEAMLESS, PE, SCH 160, B36.10, A106 Gr. B | ASTM A106 Gr. B |  |  |  | 1/2"-1-1/2" | PIPE, SEAMLESS | B | 1/2" | 3/4"-FG-B-322-N |  | TYPE=PIPE |  | PL |  |  |  |  | mm | 21.336 | 0.5 | 57283.0752 | 8916.5943 | 1865.1842 |  | 10S | New |  | 1.95 | KG | [6 empty] | SHOP | RACK PRINCIPAL | 349813
PIPE, SEAMLESS, BE, SCH 80, B36.10, A106 Gr B | API 5L Gr. B |  |  |  | 3"-8" | PIPE, SEAMLESS | D | 3" | 3"-MUL-D-009-N |  | TYPE=PIPE |  | PL |  |  |  |  | mm | 88.9 | 3 | 24828.8296 | 1581.6022 | 645.5131 |  | STD | New |  | 15.27 | KG | [6 empty] | SHOP | RACK PRINCIPAL | 349818
PIPE, SEAMLESS, BE, SCH 80, B36.10, A106 Gr B | API 5L Gr. B |  |  |  | 3"-8" | PIPE, SEAMLESS | D | 3" | 3"-MUL-D-008-N |  | TYPE=PIPE |  | PL |  |  |  |  | mm | 88.9 | 3 | 22028.8297 | 1800.6022 | 645.5131 |  | STD | New |  | 15.27 | KG | [6 empty] | SHOP | RACK PRINCIPAL | 349819
PIPE, SEAMLESS, BE, SCH 80, B36.10, A106 Gr B | API 5L Gr. B |  |  |  | 3"-8" | PIPE, SEAMLESS | D | 4" | 4"-MUL-D-014-N |  | TYPE=PIPE |  | PL |  |  |  |  | mm | 114.3 | 4 | 24933.4776 | 1581.6022 | 181.15 |  | STD | New |  | 22.32 | KG | [6 empty] | SHOP | RACK PRINCIPAL | 349822
PIPE, SEAMLESS, BE, SCH 40, B36.10, A106 Gr. B | API 5L Gr. B |  |  |  | 2"-24" | PIPE, SEAMLESS | B | 6" | 6"-FH-B-619-N |  | TYPE=PIPE |  | PL |  |  |  |  | mm | 168.275 | 6 | 56116.6122 | 4626.3543 | 1651.4 |  | STD | New |  | 28.26 | KG | [6 empty] | SHOP | RACK PRINCIPAL | 349824
PIPE, SEAMLESS, BE, SCH 160, B36.10, A106 Gr. B | ASTM A106 Gr. B |  |  |  | PIPE BE 160 | PIPE, SEAMLESS | E | 3" | 3"-MUL-E-005-N |  | TYPE=PIPE |  | PL |  |  |  |  | mm | 88.9 | 3 | 21782.7672 | 5697.177 | 759.8131 |  | 10S | New |  | 21.35 | KG | [6 empty] | SHOP | RACK PRINCIPAL | 349830
PIPE, SEAMLESS, BE, SCH 160, B36.10, A106 Gr. B | ASTM A106 Gr. B |  |  |  | PIPE BE 160 | PIPE, SEAMLESS | E | 3" | 3"-MUL-E-006-N |  | TYPE=PIPE |  | PL |  |  |  |  | mm | 88.9 | 3 | 24582.7671 | 5697.177 | 759.8131 |  | 10S | New |  | 21.35 | KG | [6 empty] | SHOP | RACK PRINCIPAL | 349831
PIPE, SEAMLESS, PE, SCH 160, B36.10, A106 Gr. B | ASTM A106 Gr. B |  |  |  | 1/2"-1-1/2" | PIPE, SEAMLESS | B | 1/2" | 3"-LIH-B-440-N |  | TYPE=PIPE |  | PL |  |  |  |  | mm | 21.336 | 0.5 | 82260.6817 | 59838.388 | 121.45 |  | 10S | New |  | 1.95 | KG | [6 empty] | SHOP | RACK PRINCIPAL | 349837
PIPE, SEAMLESS, BE, SCH 40, B36.10, A106 Gr. B | API 5L Gr. B |  |  |  | 2"-24" | PIPE, SEAMLESS | B | 3" | 3"-LIH-B-426-N |  | TYPE=PIPE |  | PL |  |  |  |  | mm | 88.9 | 3 | 81128.5294 | 57498.5009 | 178.6 |  | STD | New |  | 11.29 | KG | [6 empty] | SHOP | RACK PRINCIPAL | 349838
PIPE, SEAMLESS, BE, SCH 40, B36.10, A106 Gr. B | API 5L Gr. B |  |  |  | 2"-24" | PIPE, SEAMLESS | B | 3" | 3"-LIH-B-440-N |  | TYPE=PIPE |  | PL |  |  |  |  | mm | 88.9 | 3 | 81721.1804 | 59838.388 | 178.6 |  | STD | New |  | 11.29 | KG | [6 empty] | SHOP | RACK PRINCIPAL | 349839
PIPE, SEAMLESS, BE, SCH 40, B36.10, A106 Gr. B | API 5L Gr. B |  |  |  | 2"-24" | PIPE, SEAMLESS | B | 3" | 3"-LIH-B-440-N |  | TYPE=PIPE |  | PL |  |  |  |  | mm | 88.9 | 3 | 82360.6817 | 59838.388 | 178.6 |  | STD | New |  | 11.29 | KG | [6 empty] | SHOP | RACK PRINCIPAL | 349840
PIPE, SEAMLESS, BE, SCH 40, B36.10, A106 Gr. B | API 5L Gr. B |  |  |  | 2"-24" | PIPE, SEAMLESS | B | 3" | 3"-LIH-B-426-N |  | TYPE=PIPE |  | PL |  |  |  |  | mm | 88.9 | 3 | 81128.5294 | 60752.536 | 178.6 |  | STD | New |  | 11.29 | KG | [6 empty] | SHOP | RACK PRINCIPAL | 349842
PIPE, SEAMLESS, PE, SCH 160, B36.10, A106 Gr. B | ASTM A106 Gr. B |  |  |  | 1/2"-1-1/2" | PIPE, SEAMLESS | B | 1/2" | 3"-LIH-B-439-N |  | TYPE=PIPE |  | PL |  |  |  |  | mm | 21.336 | 0.5 | 82260.6817 | 60838.388 | 118.275 |  | 10S | New |  | 1.95 | KG | [6 empty] | SHOP | RACK PRINCIPAL | 349843
PIPE, SEAMLESS, PE, SCH 160, B36.10, A106 Gr. B | ASTM A106 Gr. B |  |  |  | 1/2"-1-1/2" | PIPE, SEAMLESS | B | 1/2" | 3"-LIH-B-439-N |  | TYPE=PIPE |  | PL |  |  |  |  | mm | 21.336 | 0.5 | 82260.6817 | 60822.64 | 68.002 |  | 10S | New |  | 1.95 | KG | [6 empty] | SHOP | RACK PRINCIPAL | 349844
PIPE, SEAMLESS, PE, SCH 160, B36.10, A106 Gr. B | ASTM A106 Gr. B |  |  |  | 1/2"-1-1/2" | PIPE, SEAMLESS | B | 1/2" | 3"-LIH-B-440-N |  | TYPE=PIPE |  | PL |  |  |  |  | mm | 21.336 | 0.5 | 82260.6817 | 59822.64 | 68.002 |  | 10S | New |  | 1.95 | KG | [6 empty] | SHOP | RACK PRINCIPAL | 349845
PIPE, SEAMLESS, BE, SCH 40, B36.10, A106 Gr. B | API 5L Gr. B |  |  |  | 2"-24" | PIPE, SEAMLESS | B | 3" | 3"-LIH-B-426-N |  | TYPE=PIPE |  | PL |  |  |  |  | mm | 88.9 | 3 | 83390.672 | 56202.6845 | 628.6 |  | STD | New |  | 11.29 | KG | [6 empty] | SHOP | RACK PRINCIPAL | 349847
PIPE, SEAMLESS, PE, SCH 160, B36.10, A106 Gr. B | ASTM A106 Gr. B |  |  |  | 1/2"-1-1/2" | PIPE, SEAMLESS | B | 1" | 1"-LIH-B-447-N |  | TYPE=PIPE |  | PL |  |  |  |  | mm | 33.401 | 1 | 83534.672 | 57232.3957 | 166.6558 |  | 10S | New |  | 4.24 | KG | [6 empty] | SHOP | RACK PRINCIPAL | 349848
PIPE, SEAMLESS, PE, SCH 160, B36.10, A106 Gr. B | ASTM A106 Gr. B |  |  |  | 1/2"-1-1/2" | PIPE, SEAMLESS | B | 1" | 1"-LIH-B-447-N |  | TYPE=PIPE |  | PL |  |  |  |  | mm | 33.401 | 1 | 83534.672 | 56188.3139 | 600.8505 |  | 10S | New |  | 4.24 | KG | [6 empty] | SHOP | RACK PRINCIPAL | 349849
PIPE, SEAMLESS, BE, SCH 40, B36.10, A106 Gr. B | API 5L Gr. B |  |  |  | 2"-24" | PIPE, SEAMLESS | B | 3" | 3"-LIH-B-426-N |  | TYPE=PIPE |  | PL |  |  |  |  | mm | 88.9 | 3 | 83390.672 | 57303.3786 | 259.4223 |  | STD | New |  | 11.29 | KG | [6 empty] | SHOP | RACK PRINCIPAL | 349850
PIPE, SEAMLESS, PE, SCH 160, B36.10, A106 Gr. B | ASTM A106 Gr. B |  |  |  | 1/2"-1-1/2" | PIPE, SEAMLESS | B | 1 1/2" | 3"-LIH-B-440-N |  | TYPE=PIPE |  | PL |  |  |  |  | mm | 48.26 | 1.5 | 82449.6808 | 59818.068 | 178.6 |  | 10S | New |  | 7.25 | KG | [6 empty] | SHOP | RACK PRINCIPAL | 349851
PIPE, SEAMLESS, BE, SCH 40, B36.10, A106 Gr. B | API 5L Gr. B |  |  |  | 2"-24" | PIPE, SEAMLESS | B | 2" | 2"-LIH-B-428-N |  | TYPE=PIPE |  | PL |  |  |  |  | mm | 60.325 | 2 | 82409.6413 | 60084.0815 | 603.747 |  | STD | New |  | 5.44 | KG | [6 empty] | SHOP | RACK PRINCIPAL | 349852
PIPE, SEAMLESS, PE, SCH 160, B36.10, A106 Gr. B | ASTM A106 Gr. B |  |  |  | 1/2"-1-1/2" | PIPE, SEAMLESS | B | 1" | 2"-LIH-B-428-N |  | TYPE=PIPE |  | PL |  |  |  |  | mm | 33.401 | 1 | 82710.7067 | 59818.068 | 359.8813 |  | 10S | New |  | 4.24 | KG | [6 empty] | SHOP | RACK PRINCIPAL | 349853
PIPE, SEAMLESS, PE, SCH 160, B36.10, A106 Gr. B | ASTM A106 Gr. B |  |  |  | 1/2"-1-1/2" | PIPE, SEAMLESS | B | 1/2" | 2"-LIH-B-428-N |  | TYPE=PIPE |  | PL |  |  |  |  | mm | 21.336 | 0.5 | 82071.0836 | 60084.0815 | 482.7095 |  | 10S | New |  | 1.95 | KG | [6 empty] | SHOP | RACK PRINCIPAL | 349854
PIPE, SEAMLESS, PE, SCH 160, B36.10, A106 Gr. B | ASTM A106 Gr. B |  |  |  | 1/2"-1-1/2" | PIPE, SEAMLESS | B | 1 1/2" | 3"-LIH-B-439-N |  | TYPE=PIPE |  | PL |  |  |  |  | mm | 48.26 | 1.5 | 82600.3564 | 60818.068 | 178.6 |  | 10S | New |  | 7.25 | KG | [6 empty] | SHOP | RACK PRINCIPAL | 349855
PIPE, SEAMLESS, PE, SCH 160, B36.10, A106 Gr. B | ASTM A106 Gr. B |  |  |  | 1/2"-1-1/2" | PIPE, SEAMLESS | B | 1" | 2"-LIH-B-449-N |  | TYPE=PIPE |  | PL |  |  |  |  | mm | 33.401 | 1 | 82710.7067 | 60818.068 | 451.5477 |  | 10S | New |  | 4.24 | KG | [6 empty] | SHOP | RACK PRINCIPAL | 349856
PIPE, SEAMLESS, PE, SCH 160, B36.10, A106 Gr. B | ASTM A106 Gr. B |  |  |  | 1/2"-1-1/2" | PIPE, SEAMLESS | B | 1" | 1"-DO-B-509-N |  | TYPE=PIPE |  | PL |  |  |  |  | mm | 33.401 | 1 | 83722.672 | 38513.384 | 140.7005 |  | 10S | New |  | 4.24 | KG | [6 empty] | SHOP | RACK PRINCIPAL | 349873
PIPE, SEAMLESS, BE, SCH 80, B36.10, A106 Gr B | API 5L Gr. B |  |  |  | 3"-8" | PIPE, SEAMLESS | D | 4" | 4"-PG-D-332-N |  | TYPE=PIPE |  | PL |  |  |  |  | mm | 114.3 | 4 | 86282.3338 | 13603.3283 | 376.249 |  | STD | New |  | 22.32 | KG | [6 empty] | SHOP | RACK PRINCIPAL | 349875
PIPE, SEAMLESS, BE, SCH 160, B36.10, A106 Gr. B | ASTM A106 Gr. B |  |  |  | PIPE BE 160 | PIPE, SEAMLESS | E | 4" | 4"-MUL-K-001-N |  | TYPE=PIPE |  | PL |  |  |  |  | mm | 114.3 | 4 | 40091.447 | 59254.4938 | 861.6 |  | 10S | New |  | 33.54 | KG | [6 empty] | SHOP | RACK PRINCIPAL | 349886
PIPE, SEAMLESS, PE, SCH 160, B36.10, A106 Gr. B | ASTM A106 Gr. B |  |  |  | 1/2"-1-1/2" | PIPE, SEAMLESS | B | 1" | 1"-R-B-615-N |  | TYPE=PIPE |  | PL |  |  |  |  | mm | 33.401 | 1 | 29389.6728 | 1424.1533 | 2180.8848 |  | 10S | New |  | 4.24 | KG | [6 empty] | SHOP | RACK PRINCIPAL | 349893
PIPE, SEAMLESS, PE, SCH 160, B36.10, A106 Gr. B | ASTM A106 Gr. B |  |  |  | 1/2"-1-1/2" | PIPE, SEAMLESS | B | 1/2" | 1/2"-LIH-B-405-HT |  | TYPE=PIPE |  | PL |  |  |  |  | mm | 21.336 | 0.5 | 49076.2349 | 2197.3502 | 350.416 |  | 10S | New |  | 1.95 | KG | [6 empty] | SHOP | RACK PRINCIPAL | 349897
PIPE, SEAMLESS, PE, SCH 160, B36.10, A106 Gr. B | ASTM A106 Gr. B |  |  |  | 1/2"-1-1/2" | PIPE, SEAMLESS | B | 1/2" | 1/2"-LIH-B-405-HT |  | TYPE=PIPE |  | PL |  |  |  |  | mm | 21.336 | 0.5 | 49075.9931 | 4239.4912 | 164.5756 |  | 10S | New |  | 1.95 | KG | [6 empty] | SHOP | RACK PRINCIPAL | 349898
PIPE, SEAMLESS, PE, SCH 160, B36.10, A106 Gr. B | ASTM A106 Gr. B |  |  |  | 1/2"-1-1/2" | PIPE, SEAMLESS | B | 1/2" | 1/2"-LIH-B-405-HT |  | TYPE=PIPE |  | PL |  |  |  |  | mm | 21.336 | 0.5 | 49076.2349 | 2181.6022 | 150.416 |  | 10S | New |  | 1.95 | KG | [6 empty] | SHOP | RACK PRINCIPAL | 349899
PIPE, SEAMLESS, PE, SCH 160, B36.10, A106 Gr. B | ASTM A106 Gr. B |  |  |  | 1/2"-1-1/2" | PIPE, SEAMLESS | B | 1" | 1"-DO-B-505-N |  | TYPE=PIPE |  | PL |  |  |  |  | mm | 33.401 | 1 | 49171.9992 | 3899.0157 | 356.4485 |  | 10S | New |  | 4.24 | KG | [6 empty] | SHOP | RACK PRINCIPAL | 349901
PIPE, SEAMLESS, PE, SCH 160, B36.10, A106 Gr. B | ASTM A106 Gr. B |  |  |  | 1/2"-1-1/2" | PIPE, SEAMLESS | B | 1" | 1"-DO-B-505-N |  | TYPE=PIPE |  | PL |  |  |  |  | mm | 33.401 | 1 | 49171.9992 | 4095.0547 | 174.6335 |  | 10S | New |  | 4.24 | KG | [6 empty] | SHOP | RACK PRINCIPAL | 349902
PIPE, SEAMLESS, PE, SCH 160, B36.10, A106 Gr. B | ASTM A106 Gr. B |  |  |  | 1/2"-1-1/2" | PIPE, SEAMLESS | B | 1/2" | 1/2"-LIH-B-405-HT |  | TYPE=PIPE |  | PL |  |  |  |  | mm | 21.336 | 0.5 | 49075.9931 | 4086.4799 | 172.4783 |  | 10S | New |  | 1.95 | KG | [6 empty] | SHOP | RACK PRINCIPAL | 349904
PIPE, SCH 80, PE, B36.1, A-106 GR.B | ASTM A106 |  |  |  | PIPE, SEAMLESS, 80, 1/2" ND, PE, ASTM A106 | PIPE, SEAMLESS | A1A2 | 1/2" | 1/2"-PRW-A2-205-N |  | TYPE=PIPE |  | PL |  |  |  |  | mm | 21.336 | 0.5 | 49261.9992 | 4091.4702 | 166.9181 |  | 80 | New |  |  | KG | [6 empty] | SHOP | RACK PRINCIPAL | 349906
PIPE, SCH 80, PE, B36.1, A-106 GR.B | ASTM A106 |  |  |  | PIPE, SEAMLESS, 80, 1/2" ND, PE, ASTM A106 | PIPE, SEAMLESS | A1A2 | 1/2" | 1/2"-PRW-A2-205-N |  | TYPE=PIPE |  | PL |  |  |  |  | mm | 21.336 | 0.5 | 49261.9992 | 3896.1284 | 350.416 |  | 80 | New |  |  | KG | [6 empty] | SHOP | RACK PRINCIPAL | 349907
PIPE, SCH 80, PE, B36.1, A-106 GR.B | ASTM A106 |  |  |  | PIPE, SEAMLESS, 80, 1/2" ND, PE, ASTM A106 | PIPE, SEAMLESS | A1A2 | 1/2" | 1/2"-PRW-A2-205-N |  | TYPE=PIPE |  | PL |  |  |  |  | mm | 21.336 | 0.5 | 49261.9992 | 4412.4927 | 158.5431 |  | 80 | New |  |  | KG | [6 empty] | SHOP | RACK PRINCIPAL | 349908
PIPE, SEAMLESS, PE, SCH 160, B36.10, A106 Gr. B | ASTM A106 Gr. B |  |  |  | 1/2"-1-1/2" | PIPE, SEAMLESS | B | 1" | 1"-LIH-B-412-N |  | TYPE=PIPE |  | PL |  |  |  |  | mm | 33.401 | 1 | 49351.9917 | 4104.4232 | 168.601 |  | 10S | New |  | 4.24 | KG | [6 empty] | SHOP | RACK PRINCIPAL | 349909
PIPE, SEAMLESS, PE, SCH 160, B36.10, A106 Gr. B | ASTM A106 Gr. B |  |  |  | 1/2"-1-1/2" | PIPE, SEAMLESS | B | 1" | 1"-LIH-B-412-N |  | TYPE=PIPE |  | PL |  |  |  |  | mm | 33.401 | 1 | 49351.9917 | 3908.3843 | 350.416 |  | 10S | New |  | 4.24 | KG | [6 empty] | SHOP | RACK PRINCIPAL | 349910
PIPE, SEAMLESS, PE, SCH 160, B36.10, A106 Gr. B | ASTM A106 Gr. B |  |  |  | PIPE BE 160 | PIPE, SEAMLESS | E | 1" | 1"-LIH-B-412-N |  | TYPE=PIPE |  | PL |  |  |  |  | mm | 33.401 | 1 | 49351.9917 | 4417.0772 | 158.5431 |  | 10S | New |  | 4.24 | KG | [6 empty] | SHOP | RACK PRINCIPAL | 349911
PIPE, SEAMLESS, PE, SCH 160, B36.10, A106 Gr. B | ASTM A106 Gr. B |  |  |  | 1/2"-1-1/2" | PIPE, SEAMLESS | B | 1 1/2" | 1 1/2"-LIH-B-421-N |  | TYPE=PIPE |  | PL |  |  |  |  | mm | 48.26 | 1.5 | 49200.4833 | 2375.47 | 148.13 |  | 10S | New |  | 7.25 | KG | [6 empty] | SHOP | RACK PRINCIPAL | 349913
PIPE, SEAMLESS, PE, SCH 160, B36.10, A106 Gr. B | ASTM A106 Gr. B |  |  |  | 1/2"-1-1/2" | PIPE, SEAMLESS | D | 3/4" | 3/4"-QUI-D-704-N |  | TYPE=PIPE |  | PL |  |  |  |  | mm | 26.67 | 0.75 | 49628.9955 | 3186.6941 | 353.083 |  | 10S | New |  | 2.9 | KG | [6 empty] | SHOP | RACK PRINCIPAL | 349914
PIPE, SEAMLESS, PE, SCH 160, B36.10, A106 Gr. B | ASTM A106 Gr. B |  |  |  | 1/2"-1-1/2" | PIPE, SEAMLESS | D | 3/4" | 3/4"-QUI-D-702-N |  | TYPE=PIPE |  | PL |  |  |  |  | mm | 26.67 | 0.75 | 49540.9955 | 3186.6941 | 353.083 |  | 10S | New |  | 2.9 | KG | [6 empty] | SHOP | RACK PRINCIPAL | 349915
PIPE, SEAMLESS, PE, SCH 160, B36.10, A106 Gr. B | ASTM A106 Gr. B |  |  |  | 1/2"-1-1/2" | PIPE, SEAMLESS | B | 1" | 1"-PG-B-311-HT |  | TYPE=PIPE |  | PL |  |  |  |  | mm | 33.401 | 1 | 49447.9955 | 4095.0547 | 174.6335 |  | 10S | New |  | 4.24 | KG | [6 empty] | SHOP | RACK PRINCIPAL | 349916
PIPE, SEAMLESS, PE, SCH 160, B36.10, A106 Gr. B | ASTM A106 Gr. B |  |  |  | 1/2"-1-1/2" | PIPE, SEAMLESS | B | 1" | 1"-PG-B-311-HT |  | TYPE=PIPE |  | PL |  |  |  |  | mm | 33.401 | 1 | 49447.9955 | 3899.0157 | 356.4485 |  | 10S | New |  | 4.24 | KG | [6 empty] | SHOP | RACK PRINCIPAL | 349917
PIPE, SEAMLESS, PE, SCH 160, B36.10, A106 Gr. B | ASTM A106 Gr. B |  |  |  | 1/2"-1-1/2" | PIPE, SEAMLESS | B | 1" | 1"-PG-B-311-HT |  | TYPE=PIPE |  | PL |  |  |  |  | mm | 33.401 | 1 | 49447.9955 | 3167.6441 | 334.0965 |  | 10S | New |  | 4.24 | KG | [6 empty] | SHOP | RACK PRINCIPAL | 349918
PIPE, SEAMLESS, PE, SCH 160, B36.10, A106 Gr. B | ASTM A106 Gr. B |  |  |  | 1/2"-1-1/2" | PIPE, SEAMLESS | D | 3/4" | 3/4"-QUI-D-702-N |  | TYPE=PIPE |  | PL |  |  |  |  | mm | 26.67 | 0.75 | 49540.9955 | 3167.6441 | 618.285 |  | 10S | New |  | 2.9 | KG | [6 empty] | SHOP | RACK PRINCIPAL | 349919
PIPE, SEAMLESS, PE, SCH 160, B36.10, A106 Gr. B | ASTM A106 Gr. B |  |  |  | 1/2"-1-1/2" | PIPE, SEAMLESS | D | 3/4" | 3/4"-QUI-D-704-N |  | TYPE=PIPE |  | PL |  |  |  |  | mm | 26.67 | 0.75 | 49628.9955 | 4095.1075 | 170.1904 |  | 10S | New |  | 2.9 | KG | [6 empty] | SHOP | RACK PRINCIPAL | 349920
PIPE, SEAMLESS, PE, SCH 160, B36.10, A106 Gr. B | ASTM A106 Gr. B |  |  |  | 1/2"-1-1/2" | PIPE, SEAMLESS | D | 3/4" | 3/4"-QUI-D-704-N |  | TYPE=PIPE |  | PL |  |  |  |  | mm | 26.67 | 0.75 | 49628.9955 | 4116.7877 | 161.2101 |  | 10S | New |  | 2.9 | KG | [6 empty] | SHOP | RACK PRINCIPAL | 349921
PIPE, SEAMLESS, PE, SCH 160, B36.10, A106 Gr. B | ASTM A106 Gr. B |  |  |  | 1/2"-1-1/2" | PIPE, SEAMLESS | D | 3/4" | 3/4"-QUI-D-702-N |  | TYPE=PIPE |  | PL |  |  |  |  | mm | 26.67 | 0.75 | 49540.9955 | 4095.1075 | 170.1904 |  | 10S | New |  | 2.9 | KG | [6 empty] | SHOP | RACK PRINCIPAL | 349922
PIPE, SEAMLESS, PE, SCH 160, B36.10, A106 Gr. B | ASTM A106 Gr. B |  |  |  | 1/2"-1-1/2" | PIPE, SEAMLESS | D | 3/4" | 3/4"-QUI-D-704-N |  | TYPE=PIPE |  | PL |  |  |  |  | mm | 26.67 | 0.75 | 49628.9955 | 3167.6441 | 618.285 |  | 10S | New |  | 2.9 | KG | [6 empty] | SHOP | RACK PRINCIPAL | 349923
PIPE, SEAMLESS, PE, SCH 160, B36.10, A106 Gr. B | ASTM A106 Gr. B |  |  |  | 1/2"-1-1/2" | PIPE, SEAMLESS | B | 1" | 1"-PG-B-311-HT |  | TYPE=PIPE |  | PL |  |  |  |  | mm | 33.401 | 1 | 49447.9955 | 4422.8089 | 164.5756 |  | 10S | New |  | 4.24 | KG | [6 empty] | SHOP | RACK PRINCIPAL | 349924
PIPE, SEAMLESS, PE, SCH 160, B36.10, A106 Gr. B | ASTM A106 Gr. B |  |  |  | 1/2"-1-1/2" | PIPE, SEAMLESS | D | 3/4" | 3/4"-QUI-D-702-N |  | TYPE=PIPE |  | PL |  |  |  |  | mm | 26.67 | 0.75 | 49540.9955 | 4116.7877 | 161.2101 |  | 10S | New |  | 2.9 | KG | [6 empty] | SHOP | RACK PRINCIPAL | 349925
PIPE, SEAMLESS, BE, SCH 40, B36.10, A106 Gr. B | API 5L Gr. B |  |  |  | 2"-24" | PIPE, SEAMLESS | B | 6" | 6"-R-B-617-N |  | TYPE=PIPE |  | PL |  |  |  |  | mm | 168.275 | 6 | 48944.0883 | 4318.0157 | 3125.1411 |  | STD | New |  | 28.26 | KG | [6 empty] | SHOP | RACK PRINCIPAL | 349927
PIPE, SEAMLESS, BE, SCH 80, B36.10, A106 Gr B | API 5L Gr. B |  |  |  | 3"-8" | PIPE, SEAMLESS | D | 3" | 3"-MUL-D-015-N |  | TYPE=PIPE |  | PL |  |  |  |  | mm | 88.9 | 3 | 49445.8804 | 4203.7149 | 2219.0962 |  | STD | New |  | 15.27 | KG | [6 empty] | SHOP | RACK PRINCIPAL | 349928
PIPE, SEAMLESS, BE, SCH 80, B36.10, A106 Gr B | API 5L Gr. B |  |  |  | 3"-8" | PIPE, SEAMLESS | D | 3" | 3"-MUL-D-013-N |  | TYPE=PIPE |  | PL |  |  |  |  | mm | 88.9 | 3 | 49158.5254 | 4203.7158 | 2219.5674 |  | STD | New |  | 15.27 | KG | [6 empty] | SHOP | RACK PRINCIPAL | 349929
PIPE, SEAMLESS, BE, SCH 80, B36.10, A106 Gr B | API 5L Gr. B |  |  |  | 3"-8" | PIPE, SEAMLESS | D | 3" | 3"-MUL-D-013-N |  | TYPE=PIPE |  | PL |  |  |  |  | mm | 88.9 | 3 | 49158.5254 | 4085.0339 | 1042.3789 |  | STD | New |  | 15.27 | KG | [6 empty] | SHOP | RACK PRINCIPAL | 349931
PIPE, SEAMLESS, BE, SCH 80, B36.10, A106 Gr B | API 5L Gr. B |  |  |  | 3"-8" | PIPE, SEAMLESS | D | 4" | 4"-PG-D-314-N |  | TYPE=PIPE |  | PL |  |  |  |  | mm | 114.3 | 4 | 50125.95 | 1874.5995 | 255.1473 |  | STD | New |  | 22.32 | KG | [6 empty] | SHOP | RACK PRINCIPAL | 349932
PIPE, SEAMLESS, BE, SCH 80, B36.10, A106 Gr B | API 5L Gr. B |  |  |  | 3"-8" | PIPE, SEAMLESS | D | 4" | 4"-PG-D-314-N |  | TYPE=PIPE |  | PL |  |  |  |  | mm | 114.3 | 4 | 59477.1683 | 1800.6022 | 181.15 |  | STD | New |  | 22.32 | KG | [6 empty] | SHOP | RACK PRINCIPAL | 349933
PIPE, SEAMLESS, BE, SCH 80, B36.10, A106 Gr B | API 5L Gr. B |  |  |  | 3"-8" | PIPE, SEAMLESS | D | 3" | 3"-MUL-D-015-N |  | TYPE=PIPE |  | PL |  |  |  |  | mm | 88.9 | 3 | 49445.8804 | 4089.4149 | 1042.3789 |  | STD | New |  | 15.27 | KG | [6 empty] | SHOP | RACK PRINCIPAL | 349934
PIPE, SEAMLESS, BE, SCH 80, B36.10, A106 Gr B | API 5L Gr. B |  |  |  | 3"-8" | PIPE, SEAMLESS | D | 4" | 4"-PG-D-314-N |  | TYPE=PIPE |  | PL |  |  |  |  | mm | 114.3 | 4 | 50125.95 | 3994.1566 | 1055.104 |  | STD | New |  | 22.32 | KG | [6 empty] | SHOP | RACK PRINCIPAL | 349935
PLUG, HEX HEAD, NPT, 3000#, B16.11, A105 | ASME B16.11 |  |  |  | PLUG HEX MPT | Plug, Hex Head | B | 1/2" | 1 1/2"-LIH-B-418-N |  | TYPE=MISC-COMPONENT,SKEY=PL |  | THDM | 0 |  |  |  | mm | 22.352 | 0.5 | 56538.1205 | 6182.1225 | 64.3 |  |  | New |  | 0.07 | KG | [6 empty] | SHOP | RACK PRINCIPAL | 349937
PLUG, HEX HEAD, NPT, 3000#, B16.11, A105 | ASME B16.11 |  |  |  | PLUG HEX MPT | Plug, Hex Head | B | 1/2" | 2"-LIH-B-442-N |  | TYPE=MISC-COMPONENT,SKEY=PL |  | THDM | 0 |  |  |  | mm | 22.352 | 0.5 | 55466.6045 | 7020.0005 | -112.1095 |  |  | New |  | 0.07 | KG | [6 empty] | SHOP | RACK PRINCIPAL | 349938
PLUG, HEX HEAD, NPT, 3000#, B16.11, A105 | ASME B16.11 |  |  |  | PLUG HEX MPT | Plug, Hex Head | B | 1/2" | 1 1/2"-LIH-B-416-N |  | TYPE=MISC-COMPONENT,SKEY=PL |  | THDM | 0 |  |  |  | mm | 22.352 | 0.5 | 56538.1205 | 7182.1225 | 64.3 |  |  | New |  | 0.07 | KG | [6 empty] | SHOP | RACK PRINCIPAL | 349939
PLUG, HEX HEAD, NPT, 3000#, B16.11, A105 | ASME B16.11 |  |  |  | PLUG HEX MPT | Plug, Hex Head | B | 1/2" | 2"-LIH-B-417-N |  | TYPE=MISC-COMPONENT,SKEY=PL |  | THDM | 0 |  |  |  | mm | 22.352 | 0.5 | 55466.6045 | 6020.0005 | -112.1095 |  |  | New |  | 0.07 | KG | [6 empty] | SHOP | RACK PRINCIPAL | 349940
PLUG, HEX HEAD, NPT, 3000#, B16.11, A105 | ASME B16.11 |  |  |  | PLUG HEX MPT | Plug, Hex Head | B | 1 1/2" | 1 1/2"-FG-B-320-N |  | TYPE=MISC-COMPONENT,SKEY=PL |  | THDM | 0 |  |  |  | mm | 50.8 | 1.5 | 1702.1753 | 7177.9907 | 98.13 |  |  | New |  | 0.57 | KG | [6 empty] | SHOP | RACK PRINCIPAL | 349941
PLUG, HEX HEAD, NPT, 3000#, B16.11, A105 | ASME B16.11 |  |  |  | PLUG HEX MPT | Plug, Hex Head | B | 1/2" | 3"-LIH-B-440-N |  | TYPE=MISC-COMPONENT,SKEY=PL |  | THDM | 0 |  |  |  | mm | 22.352 | 0.5 | 82260.6817 | 59674.2557 | 68.002 |  |  | New |  | 0.07 | KG | [6 empty] | SHOP | RACK PRINCIPAL | 349942
PLUG, HEX HEAD, NPT, 3000#, B16.11, A105 | ASME B16.11 |  |  |  | PLUG HEX MPT | Plug, Hex Head | B | 1/2" | 2"-LIH-B-428-N |  | TYPE=MISC-COMPONENT,SKEY=PL |  | THDM | 0 |  |  |  | mm | 22.352 | 0.5 | 82071.0836 | 60084.0815 | 427.3375 |  |  | New |  | 0.07 | KG | [6 empty] | SHOP | RACK PRINCIPAL | 349943
PLUG, HEX HEAD, NPT, 3000#, B16.11, A105 | ASME B16.11 |  |  |  | PLUG HEX MPT | Plug, Hex Head | B | 1/2" |  |  | TYPE=MISC-COMPONENT,SKEY=PL |  | THDM | 0 |  |  |  | mm | 22.352 | 0.5 | 82048.2167 | 61084.0815 | 442.0125 |  |  | New |  | 0.07 | KG | [6 empty] | SHOP | RACK PRINCIPAL | 349944
PLUG, HEX HEAD, NPT, 3000#, B16.11, A105 | ASME B16.11 |  |  |  | PLUG HEX MPT | Plug, Hex Head | B | 1" | 1"-IA-A1-906-N |  | TYPE=MISC-COMPONENT,SKEY=PL |  | THDM | 0 |  |  |  | mm | 35.052 | 1 | 5739.1495 | 15624.5744 | 90.7005 |  |  | New |  | 0.21 | KG | [6 empty] | SHOP | RACK PRINCIPAL | 349945
PLUG, HEX HEAD, NPT, 3000#, B16.11, A105 | ASME B16.11 |  |  |  | PLUG HEX MPT | Plug, Hex Head | D | 1" | 1"-IA-A1-906-N |  | TYPE=MISC-COMPONENT,SKEY=PL |  | THDM | 0 |  |  |  | mm | 35.052 | 1 | 51337.2462 | 1979.6022 | 90.7005 |  |  | New |  | 0.21 | KG | [6 empty] | SHOP | RACK PRINCIPAL | 349946
PLUG, HEX HEAD, NPT, 3000#, B16.11, A105 | ASME B16.11 |  |  |  | PLUG HEX MPT | Plug, Hex Head | B | 1/2" | 3/4"-FG-B-322-N |  | TYPE=MISC-COMPONENT,SKEY=PL |  | THDM | 0 |  |  |  | mm | 22.352 | 0.5 | 57283.0752 | 8916.5943 | 107.5526 |  |  | New |  | 0.07 | KG | [6 empty] | SHOP | RACK PRINCIPAL | 349948
PLUG, HEX HEAD, NPT, 3000#, B16.11, A105 | ASME B16.11 |  |  |  | PLUG HEX MPT | Plug, Hex Head | B | 1/2" | 3/4"-FG-B-322-N |  | TYPE=MISC-COMPONENT,SKEY=PL |  | THDM | 0 |  |  |  | mm | 22.352 | 0.5 | 57283.0752 | 8916.5943 | 1995.5562 |  |  | New |  | 0.07 | KG | [6 empty] | SHOP | RACK PRINCIPAL | 349949
PLUG, HEX HEAD, NPT, 3000#, B16.11, A105 | ASME B16.11 |  |  |  | PLUG HEX MPT | Plug, Hex Head | B | 1/2" | 3"-LIH-B-439-N |  | TYPE=MISC-COMPONENT,SKEY=PL |  | THDM | 0 |  |  |  | mm | 22.352 | 0.5 | 82260.6817 | 60674.2557 | 68.002 |  |  | New |  | 0.07 | KG | [6 empty] | SHOP | RACK PRINCIPAL | 349950
PLUG, HEX HEAD, NPT, 3000#, B16.11, A105 | ASME B16.11 |  |  |  | PLUG HEX MPT | Plug, Hex Head | B | 1/2" | 1/2"-PRW-A2-205-N |  | TYPE=MISC-COMPONENT,SKEY=PL |  | THDM | 0 |  |  |  | mm | 22.352 | 0.5 | 83632.672 | 43422.1491 | 134.668 |  |  | New |  | 0.07 | KG | [6 empty] | SHOP | RACK PRINCIPAL | 349951
RED CONC, BW, SCH 160, B16.9, A234 WPB | ASME B16.9 |  |  |  | REDUCER (CONC), 2"X1" ND, BW, ASME B16.9 | REDUCER (CONC) | B | 2"x1" | 2"-LIH-B-428-N |  | TYPE=REDUCER-CONCENTRIC,SKEY=RCBW |  | BV | 0 |  |  |  | mm | 60.325 | 2 | 82710.7067 | 59818.068 | 527.547 |  |  | New |  | 0.84 | KG | [6 empty] | SHOP | RACK PRINCIPAL | 349952
RED CONC, BW, SCH 40, B16.9, A234 WPB | ASME B16.9 |  |  |  | REDUCER CONC | REDUCER (CONC) | B | 3"x2" | 3"-R-B-607-N |  | TYPE=REDUCER-CONCENTRIC,SKEY=RCBW |  | BV | 0 |  |  |  | mm | 88.9 | 3 | 18618.6179 | 2002.0528 | 2207.4643 |  |  | New |  | 1 | KG | [6 empty] | SHOP | RACK PRINCIPAL | 349953
RED CONC, BW, SCH 40, B16.9, A234 WPB | ASME B16.9 |  |  |  | REDUCER CONC | REDUCER (CONC) | B | 3"x2" | 3"-R-B-609-N |  | TYPE=REDUCER-CONCENTRIC,SKEY=RCBW |  | BV | 0 |  |  |  | mm | 88.9 | 3 | 19337.0866 | 2259.1008 | 2207.6836 |  |  | New |  | 1 | KG | [6 empty] | SHOP | RACK PRINCIPAL | 349954
COUPLING, RED, SW, #3000, B16.11, A105 | ASME B16.11 |  |  |  | COUPLING REDU | COUPLING, REDUCING | B | 1"x1/2" | 1/2"-LIH-B-405-HT |  | TYPE=REDUCER-CONCENTRIC,SKEY=RCSW |  | SW | 0.5 |  |  |  | mm | 33.401 | 1 | 49075.9931 | 4258.5412 | 164.5756 | 3000 |  | New |  | 0.21 | KG | [6 empty] | SHOP | RACK PRINCIPAL | 349955
RED CONC, BW, SCH 160, B16.9, A234 WPB | ASME B16.9 |  |  |  | REDUCER (CONC), 2"X1 1/2" ND, BW, ASME B16.9 | REDUCER (CONC) | B | 2"x1 1/2" | 2"-LIH-B-442-N |  | TYPE=REDUCER-CONCENTRIC,SKEY=RCBW |  | BV | 0 |  |  |  | mm | 60.325 | 2 | 55612.3136 | 7020.0005 | 64.3 |  |  | New |  | 0.84 | KG | [6 empty] | SHOP | RACK PRINCIPAL | 349956
COUPLING, RED, SW, #3000, B16.11, A105 | ASME B16.11 |  |  |  | COUPLING REDU | COUPLING, REDUCING | B | 1"x1/2" | 1"-LIH-B-446-N |  | TYPE=REDUCER-CONCENTRIC,SKEY=RCSW |  | SW | 0.5 |  |  |  | mm | 33.401 | 1 | 56222.8693 | 6020.0005 | 430.5372 | 3000 |  | New |  | 0.21 | KG | [6 empty] | SHOP | RACK PRINCIPAL | 349957
RED CONC, BW, SCH 160, B16.9, A234 WPB | ASME B16.9 |  |  |  | REDUCER (CONC), 2"X1 1/2" ND, BW, ASME B16.9 | REDUCER (CONC) | B | 2"x1 1/2" | 2"-LIH-B-417-N |  | TYPE=REDUCER-CONCENTRIC,SKEY=RCBW |  | BV | 0 |  |  |  | mm | 60.325 | 2 | 55612.3136 | 6020.0005 | 64.3 |  |  | New |  | 0.84 | KG | [6 empty] | SHOP | RACK PRINCIPAL | 349958
COUPLING, RED, SW, #3000, B16.11, A105 | ASME B16.11 |  |  |  | COUPLING REDU | COUPLING, REDUCING | B | 1"x1/2" | 1"-LIH-B-444-N |  | TYPE=REDUCER-CONCENTRIC,SKEY=RCSW |  | SW | 0.5 |  |  |  | mm | 33.401 | 1 | 56222.8693 | 7020.0005 | 430.5372 | 3000 |  | New |  | 0.21 | KG | [6 empty] | SHOP | RACK PRINCIPAL | 349959
COUPLING, RED, SW, #3000, B16.11, A105 | ASME B16.11 |  |  |  | COUPLING REDU | COUPLING, REDUCING | B | 1 1/2"x1" | 1 1/2"-LIH-B-421-N |  | TYPE=REDUCER-CONCENTRIC,SKEY=RCSW |  | SW | 0.5 |  |  |  | mm | 48.26 | 1.5 | 83534.672 | 54717.601 | 148.13 | 3000 |  | New |  | 0.6 | KG | [6 empty] | SHOP | RACK PRINCIPAL | 349960
RED CONC, BW, SCH 160, B16.9, A234 WPB | ASME B16.9 |  |  |  | REDUCER (CONC), 2"X1" ND, BW, ASME B16.9 | REDUCER (CONC) | B | 2"x1" | 2"-LIH-B-449-N |  | TYPE=REDUCER-CONCENTRIC,SKEY=RCBW |  | BV | 0 |  |  |  | mm | 60.325 | 2 | 82710.7067 | 60818.068 | 527.547 |  |  | New |  | 0.84 | KG | [6 empty] | SHOP | RACK PRINCIPAL | 349961
RED CONC, BW, SCH 160, B16.9, A234 WPB | ASME B16.9 |  |  |  | REDUCER CONC | REDUCER (CONC) | E | 3"x2 1/2" | 3"-MUL-E-006-N |  | TYPE=REDUCER-CONCENTRIC,SKEY=RCBW |  | BV | 0 |  |  |  | mm | 88.9 | 3 | 24582.7671 | 5847.177 | 759.8131 |  |  | New |  | 1.89 | KG | [6 empty] | SHOP | RACK PRINCIPAL | 349962
RED CONC, BW, SCH 160, B16.9, A234 WPB | ASME B16.9 |  |  |  | REDUCER CONC | REDUCER (CONC) | E | 3"x2 1/2" | 3"-MUL-E-005-N |  | TYPE=REDUCER-CONCENTRIC,SKEY=RCBW |  | BV | 0 |  |  |  | mm | 88.9 | 3 | 21782.7672 | 5847.177 | 759.8131 |  |  | New |  | 1.89 | KG | [6 empty] | SHOP | RACK PRINCIPAL | 349963
RED ECC, BW, SCH 40, B16.9, A234 WPB | ASME B16.9 |  |  |  | RED ECC | REDUCER (ECC) | B | 3"x1 1/2" | 3"-LIH-B-440-N |  | TYPE=REDUCER-ECCENTRIC,SKEY=REBW |  | BV | 0 |  |  |  | mm | 88.9 | 3 | 82360.6817 | 59838.388 | 178.6 |  |  | New |  |  | KG | [6 empty] | SHOP | RACK PRINCIPAL | 349964
RED ECC, BW, SCH 40, B16.9, A234 WPB | ASME B16.9 |  |  |  | RED ECC | REDUCER (ECC) | B | 3"x1 1/2" | 3"-LIH-B-439-N |  | TYPE=REDUCER-ECCENTRIC,SKEY=REBW |  | BV | 0 |  |  |  | mm | 88.9 | 3 | 82360.6817 | 60838.388 | 178.6 |  |  | New |  |  | KG | [6 empty] | SHOP | RACK PRINCIPAL | 349965
Y-TYPE STRAINER, RF, #150, B16.10, A216 Gr WCB | ASME B16.10 |  |  |  | Y-Type Strainer FL | Y-Type Strainer | B | 3" | 3"-LIH-B-439-N |  | TYPE=FILTER,SKEY=FIFL |  | FL |  | RF |  |  | mm | 88.9 | 3 | 81793.4307 | 60838.388 | 178.6 | 150 |  | New |  | 30 | KG | [6 empty] | SHOP | RACK PRINCIPAL | 349966 |  | 0.94
Y-TYPE STRAINER, RF, #150, B16.10, A216 Gr WCB | ASME B16.10 |  |  |  | Y-Type Strainer FL | Y-Type Strainer | B | 3" | 3"-LIH-B-440-N |  | TYPE=FILTER,SKEY=FIFL |  | FL |  | RF |  |  | mm | 88.9 | 3 | 81793.4307 | 59838.388 | 178.6 | 150 |  | New |  | 30 | KG | [6 empty] | SHOP | RACK PRINCIPAL | 349967 |  | 0.94
LATERAL 45�, BW, B16.9 | ASME B16.9 |  |  |  | LATERAL 45� | Lateral 45� | B | 6" | 6"-FH-B-618-N |  | TYPE=TEE,SKEY=TEBW |  | BV |  |  |  |  | mm | 168.275 | 6 | 50109.166 | 1401.8013 | 1963.2802 |  |  | New |  |  | KG | [6 empty] | SHOP | RACK PRINCIPAL | 349968
TEE, BW, SCH 40, B16.9, A234 WPB | ASME B16.9 |  |  |  | TEE BW | Tee | B | 3" | 3"-LIH-B-426-N |  | TYPE=TEE,SKEY=TEBW |  | BV | 0 |  |  |  | mm | 88.9 | 3 | 83390.672 | 38491.032 | 168.45 |  |  | New |  | 3.82 | KG | [6 empty] | SHOP | RACK PRINCIPAL | 349969
TEE, BW, SCH 40, B16.9, A234 WPB | ASME B16.9 |  |  |  | TEE BW | Tee | B | 3" | 3"-LIH-B-426-N |  | TYPE=TEE,SKEY=TEBW |  | BV | 0 |  |  |  | mm | 88.9 | 3 | 83390.672 | 47616.0294 | 168.45 |  |  | New |  | 3.82 | KG | [6 empty] | SHOP | RACK PRINCIPAL | 349970
TEE, BW, SCH 40, B16.9, A234 WPB | ASME B16.9 |  |  |  | TEE BW | Tee | B | 3" | 3"-LIH-B-426-N |  | TYPE=TEE,SKEY=TEBW |  | BV | 0 |  |  |  | mm | 88.9 | 3 | 83390.672 | 43053.5311 | 168.45 |  |  | New |  | 3.82 | KG | [6 empty] | SHOP | RACK PRINCIPAL | 349971
TEE, BW, SCH 40, B16.9, A234 WPB | ASME B16.9 |  |  |  | TEE BW | Tee | B | 2" | 2"-LIH-B-431-N |  | TYPE=TEE,SKEY=TEBW |  | BV | 0 |  |  |  | mm | 60.325 | 2 | 80978.5294 | 60734.0815 | 150.8505 |  |  | New |  | 1.88 | KG | [6 empty] | SHOP | RACK PRINCIPAL | 349972
TEE, BW, SCH 40, B16.9, A234 WPB | ASME B16.9 |  |  |  | TEE BW | Tee | B | 3" | 3"-LIH-B-426-N |  | TYPE=TEE,SKEY=TEBW |  | BV | 0 |  |  |  | mm | 88.9 | 3 | 81128.5294 | 60838.388 | 178.6 |  |  | New |  | 3.82 | KG | [6 empty] | SHOP | RACK PRINCIPAL | 349973
TEE, BW, SCH 40, B16.9, A234 WPB | ASME B16.9 |  |  |  | TEE BW | Tee | B | 3" | 3"-LIH-B-426-N |  | TYPE=TEE,SKEY=TEBW |  | BV | 0 |  |  |  | mm | 88.9 | 3 | 81128.5294 | 59838.388 | 178.6 |  |  | New |  | 3.82 | KG | [6 empty] | SHOP | RACK PRINCIPAL | 349974
TEE, BW, SCH 40, B16.9, A234 WPB | ASME B16.9 |  |  |  | TEE BW | Tee | B | 3" | 3"-LIH-B-426-N |  | TYPE=TEE,SKEY=TEBW |  | BV | 0 |  |  |  | mm | 88.9 | 3 | 83390.672 | 52178.5276 | 168.45 |  |  | New |  | 3.82 | KG | [6 empty] | SHOP | RACK PRINCIPAL | 349975
TEE, BW, SCH 40, B16.9, A234 WPB | ASME B16.9 |  |  |  | TEE BW | Tee | B | 2" | 2"-LIH-B-431-N |  | TYPE=TEE,SKEY=TEBW |  | BV | 0 |  |  |  | mm | 60.325 | 2 | 80978.5294 | 60084.0815 | 150.8505 |  |  | New |  | 1.88 | KG | [6 empty] | SHOP | RACK PRINCIPAL | 349976
TEE, BW, SCH 40, B16.9, A234 WPB | ASME B16.9 |  |  |  | TEE BW | Tee | B | 2" | 2"-LIH-B-431-N |  | TYPE=TEE,SKEY=TEBW |  | BV | 0 |  |  |  | mm | 60.325 | 2 | 80978.5294 | 61084.0815 | 150.8505 |  |  | New |  | 1.88 | KG | [6 empty] | SHOP | RACK PRINCIPAL | 349977
TEE, 3000#, NPT, B16.11, A-105 | ASME B16.11 |  |  |  | TEE, 1", 3000#, NPT, ASME B16.11 | Tee | A1A2 | 1" | 1"-IA-A1-906-N |  | TYPE=TEE,SKEY=TESC |  | THDF | 17.3431 |  |  |  | mm | 33.401 | 1 | 3551.8421 | 15624.5744 | 90.7005 | 3000 |  | New |  | 1.48 | LB | [6 empty] | SHOP | RACK PRINCIPAL | 349978
TEE, 3000#, NPT, B16.11, A-105 | ASME B16.11 |  |  |  | TEE, 1", 3000#, NPT, ASME B16.11 | Tee | A1A2 | 1" | 1"-IA-A1-906-N |  | TYPE=TEE,SKEY=TESC |  | THDF | 17.3431 |  |  |  | mm | 33.401 | 1 | 5368.7266 | 15624.5744 | 90.7005 | 3000 |  | New |  | 1.48 | LB | [6 empty] | SHOP | RACK PRINCIPAL | 349979
TEE RED, 3000#, NPT, B16.11, A-105 | ASME B16.11 |  | A105 |  | TEE RED, 1"X1/2", 3000#, ASME B16.11 | Tee (red) | A1A2 | 1"x1/2" | 1"-IA-A1-906-N |  | TYPE=TEE,SKEY=TESC |  | THDF | 17.3431 |  |  |  | mm | 33.401 | 1 | 4561.7088 | 15624.5744 | 90.7005 | 3000 |  | New |  | 1.48 | LB | [6 empty] | SHOP | RACK PRINCIPAL | 349980
TEE RED, 3000#, NPT, B16.11, A-105 | ASME B16.11 |  | A105 |  | TEE RED, 1"X1/2", 3000#, ASME B16.11 | Tee (red) | A1A2 | 1"x1/2" | 1"-IA-A1-906-N |  | TYPE=TEE,SKEY=TESC |  | THDF | 17.3431 |  |  |  | mm | 33.401 | 1 | 4211.7089 | 15624.5744 | 90.7005 | 3000 |  | New |  | 1.48 | LB | [6 empty] | SHOP | RACK PRINCIPAL | 349981
TEE RED, 3000#, NPT, B16.11, A-105 | ASME B16.11 |  | A105 |  | TEE RED, 1"X1/2", 3000#, ASME B16.11 | Tee (red) | A1A2 | 1"x1/2"x1" | 1"-IA-A1-906-N |  | TYPE=TEE,SKEY=TESC |  | THDF | 17.3431 |  |  |  | mm | 33.401 | 1 | 3861.7089 | 15624.5744 | 90.7005 | 3000 |  | New |  | 1.48 | LB | [6 empty] | SHOP | RACK PRINCIPAL | 349982
TEE RED, BE, SCH 160, B16.9, A234 WPB | ASME B16.9 |  |  | TEE RED BW | TEE (RED), 3"X2" ND, BW, ASME B16.9 | Tee (red) | E | 3"x2"x3" | 3"-MUL-E-006-N |  | TYPE=TEE,SKEY=TEBW |  | BV | 0 |  |  |  | mm | 88.9 | 3 | 24582.7671 | 4499.5766 | 759.8131 |  |  | New |  | 5.5 | KG | [6 empty] | SHOP | RACK PRINCIPAL | 349983
TEE RED, BE, SCH 160, B16.9, A234 WPB | ASME B16.9 |  |  | TEE RED BW | TEE (RED), 3"X2" ND, BW, ASME B16.9 | Tee (red) | E | 3"x2" | 3"-MUL-E-006-N |  | TYPE=TEE,SKEY=TEBW |  | BV | 0 |  |  |  | mm | 88.9 | 3 | 24582.7671 | 3456.243 | 759.8131 |  |  | New |  | 5.5 | KG | [6 empty] | SHOP | RACK PRINCIPAL | 349984
TEE RED, BE, SCH 160, B16.9, A234 WPB | ASME B16.9 |  |  | TEE RED BW | TEE (RED), 4"X3" ND, BW, ASME B16.9 | Tee (red) | E | 4"x3" | 4"-MUL-E-004-N |  | TYPE=TEE,SKEY=TEBW |  | BV | 0 |  |  |  | mm | 114.3 | 4 | 21782.7672 | 2534.6502 | 129.5577 |  |  | New |  | 15.9 | KG | [6 empty] | SHOP | RACK PRINCIPAL | 349985
TEE RED, BE, SCH 160, B16.9, A234 WPB | ASME B16.9 |  |  | TEE RED BW | TEE (RED), 4"X3" ND, BW, ASME B16.9 | Tee (red) | E | 4"x3" | 4"-MUL-E-003-N |  | TYPE=TEE,SKEY=TEBW |  | BV | 0 |  |  |  | mm | 114.3 | 4 | 24582.7671 | 2277.6022 | 132.5577 |  |  | New |  | 15.9 | KG | [6 empty] | SHOP | RACK PRINCIPAL | 349986
TEE, BE, SCH 80, B16.9, A234 WPB | ASME B16.9 |  |  |  | TEE BW | Tee | D | 4" | 4"-PG-D-314-N |  | TYPE=TEE,SKEY=TEBW |  | BV | 0 |  |  |  | mm | 114.3 | 4 | 50125.95 | 1800.6022 | 181.15 |  |  | New |  | 8.44 | KG | [6 empty] | SHOP | RACK PRINCIPAL | 349987
TEE, BE, SCH 80, B16.9, A234 WPB | ASME B16.9 |  |  |  | TEE BW | Tee | D | 4" | 4"-PG-D-314-N |  | TYPE=TEE,SKEY=TEBW |  | BV | 0 |  |  |  | mm | 114.3 | 4 | 70568.0198 | 10887.783 | 181.15 |  |  | New |  | 8.44 | KG | [6 empty] | SHOP | RACK PRINCIPAL | 349988
TEE, BE, SCH 160, B16.9, A234 WPB | ASME B16.9 |  |  |  | TEE BW | Tee | E | 4" | 4"-MUL-E-003-N |  | TYPE=TEE,SKEY=TEBW |  | BV | 0 |  |  |  | mm | 114.3 | 4 | 19973.4712 | 2277.6022 | 132.5577 |  |  | New |  | 15.53 | KG | [6 empty] | SHOP | RACK PRINCIPAL | 349989
TEE, BE, SCH 160, B16.9, A234 WPB | ASME B16.9 |  |  |  | TEE BW | Tee | E | 4" | 4"-MUL-E-004-N |  | TYPE=TEE,SKEY=TEBW |  | BV | 0 |  |  |  | mm | 114.3 | 4 | 20631.6796 | 2534.6502 | 132.5577 |  |  | New |  | 15.53 | KG | [6 empty] | SHOP | RACK PRINCIPAL | 349990
TEE RED, BW, SCH 80, B16.9, A234 WPB | ASME B16.9 |  |  | TEE RED BW | TEE (RED), 4"X3" ND, BW, ASME B16.9 | Tee (red) | D | 4"x3" | 4"-MUL-D-014-N |  | TYPE=TEE,SKEY=TEBW |  | BV | 0 |  |  |  | mm | 114.3 | 4 | 49446.1277 | 1581.6022 | 181.15 |  |  | New |  | 7 | KG | [6 empty] | SHOP | RACK PRINCIPAL | 349991
TEE RED, BW, SCH 80, B16.9, A234 WPB | ASME B16.9 |  |  | TEE RED BW | TEE (RED), 4"X3" ND, BW, ASME B16.9 | Tee (red) | D | 4"x3" | 4"-MUL-D-012-N |  | TYPE=TEE,SKEY=TEBW |  | BV | 0 |  |  |  | mm | 114.3 | 4 | 49158.7673 | 1800.6022 | 181.15 |  |  | New |  | 7 | KG | [6 empty] | SHOP | RACK PRINCIPAL | 349992
TEE RED, BW, SCH 80, B16.9, A234 WPB | ASME B16.9 |  |  | TEE RED BW | TEE (RED), 4"X3" ND, BW, ASME B16.9 | Tee (red) | D | 4"x3"x4" | 4"-MUL-D-012-N |  | TYPE=TEE,SKEY=TEBW |  | BV | 0 |  |  |  | mm | 114.3 | 4 | 22028.8297 | 1800.6022 | 181.15 |  |  | New |  | 7 | KG | [6 empty] | SHOP | RACK PRINCIPAL | 349993
TEE RED, BW, SCH 80, B16.9, A234 WPB | ASME B16.9 |  |  | TEE RED BW | TEE (RED), 4"X3" ND, BW, ASME B16.9 | Tee (red) | D | 4"x3"x4" | 4"-MUL-D-014-N |  | TYPE=TEE,SKEY=TEBW |  | BV | 0 |  |  |  | mm | 114.3 | 4 | 24828.8296 | 1581.6022 | 181.15 |  |  | New |  | 7 | KG | [6 empty] | SHOP | RACK PRINCIPAL | 349994
TEE, BW, SCH 40, B16.9, A234 WPB | ASME B16.9 |  |  |  | TEE BW | Tee | B | 6" | 6"-FH-B-618-N |  | TYPE=TEE,SKEY=TEBW |  | BV | 0 |  |  |  | mm | 168.275 | 6 | 56116.6122 | 1401.8013 | 1961.1113 |  |  | New |  | 16.48 | KG | [6 empty] | SHOP | RACK PRINCIPAL | 349995
TEE RED, SW, 3000#, B16.11, A105 | ASME B16.11 |  |  |  | TEE RED SW | Tee (red) | B | 1 1/2"x1" | 1 1/2"-LIH-B-421-N |  | TYPE=TEE,SKEY=TESW |  | SW | 0.5 |  |  |  | mm | 48.26 | 1.5 | 49351.9917 | 2375.47 | 148.13 | 3000 |  | New |  | 1.35 | KG | [6 empty] | SHOP | RACK PRINCIPAL | 349996
TEE, SW, 3000 #, B16.11, A105 | ASME B16.11 |  |  |  | TEE RED SW | Tee | D | 1 1/2" | 1 1/2"-FG-B-320-N |  | TYPE=TEE,SKEY=TESW |  | SW | 0.5 |  |  |  | mm | 48.26 | 1.5 | 51100.1664 | 2083.6022 | 98.13 | 3000 |  | New |  |  | KG | [6 empty] | SHOP | RACK PRINCIPAL | 349997
TEE RED, SW, 3000#, B16.11, A105 | ASME B16.11 |  |  |  | TEE RED SW | Tee (red) | B | 1 1/2"x1/2"x1 1/2" | 1 1/2"-LIH-B-418-N |  | TYPE=TEE,SKEY=TESW |  | SW | 0.5 |  |  |  | mm | 48.26 | 1.5 | 56701.6205 | 6020.0005 | 64.3 | 3000 |  | New |  | 1.35 | KG | [6 empty] | SHOP | RACK PRINCIPAL | 349998
TEE, BW, SCH 40, B16.9, A234 WPB | ASME B16.9 |  |  |  | TEE BW | Tee | B | 2" | 2"-LIH-B-414-N |  | TYPE=TEE,SKEY=TEBW |  | BV | 0 |  |  |  | mm | 60.325 | 2 | 54913.3483 | 7020.0005 | 64.3 |  |  | New |  | 1.88 | KG | [6 empty] | SHOP | RACK PRINCIPAL | 349999
TEE RED, SW, 3000#, B16.11, A105 | ASME B16.11 |  |  |  | TEE RED SW | Tee (red) | B | 1 1/2"x1/2"x1 1/2" | 1 1/2"-LIH-B-416-N |  | TYPE=TEE,SKEY=TESW |  | SW | 0.5 |  |  |  | mm | 48.26 | 1.5 | 56701.6205 | 7020.0005 | 64.3 | 3000 |  | New |  | 1.35 | KG | [6 empty] | SHOP | RACK PRINCIPAL | 350001
TEE RED, SW, 3000#, B16.11, A105 | ASME B16.11 |  |  |  | TEE RED SW | Tee (red) | B | 1 1/2"x1/2" | 1 1/2"-LIH-B-418-N |  | TYPE=TEE,SKEY=TESW |  | SW | 0.5 |  |  |  | mm | 48.26 | 1.5 | 56374.6205 | 6020.0005 | 64.3 | 3000 |  | New |  | 1.35 | KG | [6 empty] | SHOP | RACK PRINCIPAL | 350003
TEE RED, SW, 3000#, B16.11, A105 | ASME B16.11 |  |  |  | TEE RED SW | Tee (red) | B | 1 1/2"x1/2" | 1 1/2"-LIH-B-418-N |  | TYPE=TEE,SKEY=TESW |  | SW | 0.5 |  |  |  | mm | 48.26 | 1.5 | 56538.1205 | 6020.0005 | 64.3 | 3000 |  | New |  | 1.35 | KG | [6 empty] | SHOP | RACK PRINCIPAL | 350004
TEE RED, SW, 3000#, B16.11, A105 | ASME B16.11 |  |  |  | TEE RED SW | Tee (red) | B | 1 1/2"x1/2" | 1 1/2"-LIH-B-416-N |  | TYPE=TEE,SKEY=TESW |  | SW | 0.5 |  |  |  | mm | 48.26 | 1.5 | 56374.6205 | 7020.0005 | 64.3 | 3000 |  | New |  | 1.35 | KG | [6 empty] | SHOP | RACK PRINCIPAL | 350006
TEE, BW, SCH 40, B16.9, A234 WPB | ASME B16.9 |  |  |  | TEE BW | Tee | B | 2" | 2"-LIH-B-414-N |  | TYPE=TEE,SKEY=TEBW |  | BV | 0 |  |  |  | mm | 60.325 | 2 | 54913.3483 | 6020.0005 | 64.3 |  |  | New |  | 1.88 | KG | [6 empty] | SHOP | RACK PRINCIPAL | 350007
TEE RED, SW, 3000#, B16.11, A105 | ASME B16.11 |  |  |  | TEE RED SW | Tee (red) | B | 1 1/2"x1/2"x1 1/2" | 1 1/2"-LIH-B-416-N |  | TYPE=TEE,SKEY=TESW |  | SW | 0.5 |  |  |  | mm | 48.26 | 1.5 | 56538.1205 | 7020.0005 | 64.3 | 3000 |  | New |  | 1.35 | KG | [6 empty] | SHOP | RACK PRINCIPAL | 350008
TEE, SW, 3000#, B16.11, A105 | ASME B16.11 |  |  |  | TEE RED SW | Tee | B | 1 1/2" | 1 1/2"-FG-B-320-N |  | TYPE=TEE,SKEY=TESW |  | SW | 0.5 |  |  |  | mm | 48.26 | 1.5 | 1702.1753 | 6956.0707 | 98.13 | 3000 |  | New |  |  | KG | [6 empty] | SHOP | RACK PRINCIPAL | 350009
TEE RED, SW, 3000#, B16.11, A105 | ASME B16.11 |  |  |  | TEE RED SW | Tee (red) | B | 1 1/2"x1/2" | 1 1/2"-FG-B-320-N |  | TYPE=TEE,SKEY=TESW |  | SW | 0.5 |  |  |  | mm | 48.26 | 1.5 | 29656.5595 | 2083.6022 | 98.13 | 3000 |  | New |  | 1.35 | KG | [6 empty] | SHOP | RACK PRINCIPAL | 350010
TEE RED, SW, 3000#, B16.11, A105 | ASME B16.11 |  |  |  | TEE RED SW | Tee (red) | B | 1 1/2"x3/4"x1 1/2" | 1 1/2"-FG-B-320-N |  | TYPE=TEE,SKEY=TESW |  | SW | 0.5 |  |  |  | mm | 48.26 | 1.5 | 25908.8306 | 2083.6022 | 98.13 | 3000 |  | New |  | 1.35 | KG | [6 empty] | SHOP | RACK PRINCIPAL | 350011
TEE RED, SW, 3000#, B16.11, A105 | ASME B16.11 |  |  |  | TEE RED SW | Tee (red) | B | 1 1/2"x3/4" | 1 1/2"-FG-B-320-N |  | TYPE=TEE,SKEY=TESW |  | SW | 0.5 |  |  |  | mm | 48.26 | 1.5 | 23108.9146 | 2083.6022 | 98.13 | 3000 |  | New |  | 1.35 | KG | [6 empty] | SHOP | RACK PRINCIPAL | 350012
TEE, SW, 3000#, B16.11, A105 | ASME B16.11 |  |  |  | TEE RED SW | Tee | B | 1" | 1"-DO-B-509-N |  | TYPE=TEE,SKEY=TESW |  | SW | 0.5 |  |  |  | mm | 33.401 | 1 | 83722.672 | 38491.032 | 140.7005 | 3000 |  | New |  |  | KG | [6 empty] | SHOP | RACK PRINCIPAL | 350013
TEE, 3000#, NPT, B16.11, A-105 | ASME B16.11 |  |  |  | TEE, 1/2", 3000#, NPT, ASME B16.11 | Tee | A1A2 | 1/2" | 1/2"-PRW-A2-205-N |  | TYPE=TEE,SKEY=TESC |  | THDF | 13.556 |  |  |  | mm | 21.336 | 0.5 | 83632.672 | 38812.1218 | 134.668 | 3000 |  | New |  | 0.57 | LB | [6 empty] | SHOP | RACK PRINCIPAL | 350014
TEE, BW, SCH 40, B16.9, A234 WPB | ASME B16.9 |  |  |  | TEE BW | Tee | B | 6" | 6"-FH-B-325-N |  | TYPE=TEE,SKEY=TEBW |  | BV | 0 |  |  |  | mm | 168.275 | 6 | 200404.3839 | 82623.9246 | 2879.6776 |  |  | New |  | 16.48 | KG | [6 empty] | SHOP | RACK PRINCIPAL | 350015
TEE, BW, SCH 40, B16.9, A234 WPB | ASME B16.9 |  |  |  | TEE BW | Tee | B | 6" | 6"-FH-B-325-N |  | TYPE=TEE,SKEY=TEBW |  | BV | 0 |  |  |  | mm | 168.275 | 6 | 202074.0322 | 84293.5729 | 2884.5968 |  |  | New |  | 16.48 | KG | [6 empty] | SHOP | RACK PRINCIPAL | 350016
TEE RED, SW, 3000#, B16.11, A105 | ASME B16.11 |  |  |  | TEE RED SW | Tee (red) | D | 1 1/2"x3/4" | 1 1/2"-FG-B-320-N |  | TYPE=TEE,SKEY=TESW |  | SW | 0.5 |  |  |  | mm | 48.26 | 1.5 | 51313.6664 | 2083.6022 | 98.13 | 3000 |  | New |  | 1.35 | KG | [6 empty] | SHOP | RACK PRINCIPAL | 350017
TEE RED, 3000#, NPT, B16.11, A-105 | ASME B16.11 |  | A105 |  | TEE RED, 1"X1/2", 3000#, ASME B16.11 | Tee (red) | A1A2 | 1"x1/2"x1" | 1"-IA-A1-906-N |  | TYPE=TEE,SKEY=TESC |  | THDF | 17.3431 |  |  |  | mm | 33.401 | 1 | 51310.1394 | 1979.6022 | 90.7005 | 3000 |  | New |  | 1.48 | LB | [6 empty] | SHOP | RACK PRINCIPAL | 350018
TEE, BE, SCH 80, B16.9, A234 WPB | ASME B16.9 |  |  |  | TEE BW | Tee | D | 4" | 4"-PG-D-332-N |  | TYPE=TEE,SKEY=TEBW |  | BV | 0 |  |  |  | mm | 114.3 | 4 | 86466.7647 | 13603.3283 | 191.818 |  |  | New |  | 8.44 | KG | [6 empty] | SHOP | RACK PRINCIPAL | 350019
TEE RED, BE, SCH 160, B16.9, A234 WPB | ASME B16.9 |  |  | TEE RED BW | TEE (RED), 3"X2" ND, BW, ASME B16.9 | Tee (red) | E | 3"x2" | 3"-MUL-E-005-N |  | TYPE=TEE,SKEY=TEBW |  | BV | 0 |  |  |  | mm | 88.9 | 3 | 21782.7672 | 4499.5766 | 759.8131 |  |  | New |  | 5.5 | KG | [6 empty] | SHOP | RACK PRINCIPAL | 350021
TEE RED, BE, SCH 160, B16.9, A234 WPB | ASME B16.9 |  |  | TEE RED BW | TEE (RED), 3"X2" ND, BW, ASME B16.9 | Tee (red) | E | 3"x2"x3" | 3"-MUL-E-005-N |  | TYPE=TEE,SKEY=TEBW |  | BV | 0 |  |  |  | mm | 88.9 | 3 | 21782.7672 | 3456.243 | 759.8131 |  |  | New |  | 5.5 | KG | [6 empty] | SHOP | RACK PRINCIPAL | 350022
TEE, SW, 3000#, B16.11, A105 | ASME B16.11 |  |  |  | TEE RED SW | Tee | B | 1" | 1"-DO-B-509-N |  | TYPE=TEE,SKEY=TESW |  | SW | 0.5 |  |  |  | mm | 33.401 | 1 | 83722.672 | 43053.5311 | 140.7005 | 3000 |  | New |  |  | KG | [6 empty] | SHOP | RACK PRINCIPAL | 350026
TEE, 3000#, NPT, B16.11, A-105 | ASME B16.11 |  |  |  | TEE, 1/2", 3000#, NPT, ASME B16.11 | Tee | A1A2 | 1/2" | 1/2"-PRW-A2-205-N |  | TYPE=TEE,SKEY=TESC |  | THDF | 13.556 |  |  |  | mm | 21.336 | 0.5 | 83632.672 | 43402.4311 | 134.668 | 3000 |  | New |  | 0.57 | LB | [6 empty] | SHOP | RACK PRINCIPAL | 350027
CHECK VALVE, SWING, RF, #150, B16.10, A216 Gr WCB | ASME B16.10 |  |  |  | CHECK VALVE FL | Check Valve | B | 2" | 2"-LIH-B-428-N | Swing | SKEY=VCFL,TYPE=VALVE |  | FL | 0 | RF |  |  | mm | 60.325 | 2 | 81902.3164 | 60084.0815 | 603.747 | 150 |  | New |  | 19 | KG |  |  |  |  | ?-? |  | SHOP | RACK PRINCIPAL | 350032 |  | 0.75
BALL VALVE, RF, #150, FB, FS, B16.10, A216 Gr. WCB | ASME B16.10 |  |  |  | BALL VALVE NPT | Ball Valve | B | 3" | 3"-LIH-B-439-N | Short Pattern | SKEY=VBFL,TYPE=VALVE |  | FL |  | RF |  |  | mm | 88.9 | 3 | 81489.8317 | 60838.388 | 178.6 | 150 |  | New |  | 25 | KG |  |  |  |  | ?-? |  | SHOP | RACK PRINCIPAL | 350034 |  | 0.94
BALL VALVE, RF, #150, FB, FS, B16.10, A216 Gr. WCB | ASME B16.10 |  |  |  | BALL VALVE NPT | Ball Valve | B | 2" | 2"-LIH-B-449-N | Short Pattern | SKEY=VBFL,TYPE=VALVE |  | FL |  | RF |  |  | mm | 60.325 | 2 | 81696.7161 | 61084.0815 | 603.747 | 150 |  | New |  | 15 | KG |  |  |  |  | ?-? |  | SHOP | RACK PRINCIPAL | 350036 |  | 0.75
BALL VALVE, FLOATING, NPT, 800#, FB, FS, A216 Gr. WCB | ASME B16.10 |  |  |  | BALL VALVE, LONG PATTERN, 1/2" ND, 1500 LB, FPT, ASME B16.10, 2 9/50" LG | Ball Valve | B | 1/2" |  | Long Pattern | SKEY=VBSC,TYPE=VALVE |  | THDF | 0.38 |  |  |  | mm | 21.336 | 0.5 | 82048.2167 | 61084.0815 | 497.3845 | 1500 |  | New |  |  | KG |  |  |  |  | ?-? |  | SHOP | RACK PRINCIPAL | 350037
CHECK VALVE, SWING, RF, #150, B16.10, A216 Gr WCB | ASME B16.10 |  |  |  | CHECK VALVE FL | Check Valve | B | 2" | 2"-LIH-B-449-N | Swing | SKEY=VCFL,TYPE=VALVE |  | FL | 0 | RF |  |  | mm | 60.325 | 2 | 81902.3164 | 61084.0815 | 603.747 | 150 |  | New |  | 19 | KG |  |  |  |  | ?-? |  | SHOP | RACK PRINCIPAL | 350038 |  | 0.75
BALL VALVE, RF, #150, FB, FS, B16.10, A216 Gr. WCB | ASME B16.10 |  |  |  | BALL VALVE NPT | Ball Valve | B | 2" | 2"-LIH-B-428-N | Short Pattern | SKEY=VBFL,TYPE=VALVE |  | FL |  | RF |  |  | mm | 60.325 | 2 | 81696.7161 | 60084.0815 | 603.747 | 150 |  | New |  | 15 | KG |  |  |  |  | ?-? |  | SHOP | RACK PRINCIPAL | 350039 |  | 0.75
BALL VALVE, RF, #150, FB, FS, B16.10, A216 Gr. WCB | ASME B16.10 |  |  |  | BALL VALVE NPT | Ball Valve | B | 3" | 3"-LIH-B-440-N | Short Pattern | SKEY=VBFL,TYPE=VALVE |  | FL |  | RF |  |  | mm | 88.9 | 3 | 81489.8317 | 59838.388 | 178.6 | 150 |  | New |  | 25 | KG |  |  |  |  | ?-? |  | SHOP | RACK PRINCIPAL | 350040 |  | 0.94
FLOATING BALL VALVE, 1000#, NPT, B16.10, A-105 | ASME B16.10 |  |  |  | BALL VALVE, LONG PATTERN, 1" ND, 1500 LB, HandLever, H=4.4, W=7.7 | Ball Valve | A1A2 | 1" | 1"-IA-A1-906-N | Long Pattern | SKEY=VBSC,TYPE=VALVE |  | THDF | 12.7 |  |  |  | mm | 33.401 | 1 | 5667.2675 | 15624.5744 | 90.7005 | 1500 |  | New |  | 12.35 | LB |  |  |  |  | ?-? |  | SHOP | RACK PRINCIPAL | 350041
FLOATING BALL VALVE, 1000#, NPT, B16.10, A-105 | ASME B16.10 |  |  |  | BALL VALVE, LONG PATTERN, 1" ND, 1500 LB, HandLever, H=4.4, W=7.7 | Ball Valve | A1A2 | 1" | 1"-IA-A1-906-N | Long Pattern | SKEY=VBSC,TYPE=VALVE |  | THDF | 12.7 |  |  |  | mm | 33.401 | 1 | 3551.8421 | 15496.5198 | 90.7005 | 1500 |  | New |  | 12.35 | LB |  |  |  |  | ?-? |  | SHOP | RACK PRINCIPAL | 350042
FLOATING BALL VALVE, 1000#, NPT, B16.10, A-105 | ASME B16.10 |  |  |  | BALL VALVE, LONG PATTERN, 1" ND, 1500 LB, HandLever, H=4.4, W=7.7 | Ball Valve | A1A2 | 1" | 1"-IA-A1-906-N | Long Pattern | SKEY=VBSC,TYPE=VALVE |  | THDF | 12.7 |  |  |  | mm | 33.401 | 1 | 5368.7266 | 15496.5198 | 90.7005 | 1500 |  | New |  | 12.35 | LB |  |  |  |  | ?-? |  | SHOP | RACK PRINCIPAL | 350043
BALL VALVE, TRUNNION, RTJ, #900, B16.10, A216 Gr WCB | ASME B16.10 |  |  |  | BALL VALVE, LONG PATTERN, 3" ND, 900 LB, RTJ, ASME B16.10, 15 3/25" LG | Ball Valve | E | 3" | 3"-MUL-E-006-N | Long Pattern | SKEY=VBFL,TYPE=VALVE |  | FL | 0 | RTJ |  |  | mm | 88.9 | 3 | 24582.7671 | 5199.5402 | 759.8131 | 900 |  | New |  | 55 | KG |  |  |  |  | ?-? |  | SHOP | RACK PRINCIPAL | 350044 |  | 1.812
Control Valve, Globe, Long Pattern, 900 LB, RTJ, ISA 75.08.06 | ISA 75.08.06 |  |  |  | CONTROL VALVE, GLOBE, LONG PATTERN, 3" ND, 900 LB, RTJ, ISA 75.08.06, 17 19/50" LG | Control Valve, Globe, Long Pattern | E | 3" | 3"-MUL-E-006-N | Long Pattern | TYPE=INSTRUMENT,SKEY=CVFL |  | FL |  | RTJ |  |  | mm | 88.9 | 3 | 24582.7671 | 3655.6838 | 759.8131 | 900 |  | New | [7 empty] | ?-? |  | SHOP | RACK PRINCIPAL | 350045 |  | 1.812
BALL VALVE, TRUNNION, RTJ, #900, B16.10, A216 Gr WCB | ASME B16.10 |  |  |  | BALL VALVE, LONG PATTERN, 4" ND, 900 LB, RTJ, ASME B16.10, 18 3/25" LG | Ball Valve | E | 4" | 4"-MUL-K-002-N | Long Pattern | SKEY=VBFL,TYPE=VALVE |  | FL | 0 | RTJ |  |  | mm | 114.3 | 4 | 18854.4929 | 2534.6502 | 129.5577 | 900 |  | New |  | 86 | KG |  |  |  |  | ?-? |  | SHOP | RACK PRINCIPAL | 350046 |  | 2.062
BALL VALVE, TRUNNION, RTJ, #900, B16.10, A216 Gr WCB | ASME B16.10 |  |  |  | BALL VALVE, LONG PATTERN, 4" ND, 900 LB, RTJ, ASME B16.10, 18 3/25" LG | Ball Valve | E | 4" | 4"-MUL-K-002-N | Long Pattern | SKEY=VBFL,TYPE=VALVE |  | FL | 0 | RTJ |  |  | mm | 114.3 | 4 | 18142.3291 | 2277.6022 | 132.5577 | 900 |  | New |  | 86 | KG |  |  |  |  | ?-? |  | SHOP | RACK PRINCIPAL | 350047 |  | 2.062
BALL VALVE, RF, #150, FB, FS, B16.10, A216 Gr. WCB | ASME B16.10 |  |  |  | BALL VALVE NPT | Ball Valve | B | 2" | 2"-LIH-B-442-N | Short Pattern | SKEY=VBFL,TYPE=VALVE |  | FL |  | RF |  |  | mm | 60.325 | 2 | 55220.5486 | 7020.0005 | 64.3 | 150 |  | New |  | 15 | KG |  |  |  |  | ?-? |  | SHOP | RACK PRINCIPAL | 350048 |  | 0.75
BALL VALVE, FLOATING, NPT, 800#, FB, FS, A216 Gr. WCB | ASME B16.10 |  |  |  | BALL VALVE, LONG PATTERN, 1 1/2" ND, 1500 LB, FPT, ASME B16.10, 3 11/20" LG | Ball Valve | B | 1 1/2" | 1 1/2"-LIH-B-416-N | Long Pattern | SKEY=VBSC,TYPE=VALVE |  | THDF | 0.62 |  |  |  | mm | 48.26 | 1.5 | 57078.5315 | 7020.0005 | 64.3 | 1500 |  | New |  |  | KG |  |  |  |  | ?-? |  | SHOP | RACK PRINCIPAL | 350049
BALL VALVE, FLOATING, NPT, 800#, FB, FS, A216 Gr. WCB | ASME B16.10 |  |  |  | BALL VALVE, LONG PATTERN, 1/2" ND, 1500 LB, FPT, ASME B16.10, 2 9/50" LG | Ball Valve | B | 1/2" | 1 1/2"-LIH-B-418-N | Long Pattern | SKEY=VBSC,TYPE=VALVE |  | THDF | 0.38 |  |  |  | mm | 21.336 | 0.5 | 56538.1205 | 6126.7505 | 64.3 | 1500 |  | New |  |  | KG |  |  |  |  | ?-? |  | SHOP | RACK PRINCIPAL | 350050
CHECK VALVE, SPRING LOADED BALL, NPT, B16.10, A105 | ASME B16.10 |  |  |  | CHECK VALVE, SWING, FULL PORT, 1 1/2" ND, 800 LB, FPT, ASME B16.10, 5 143/200" LG | Check Valve | B | 1 1/2" | 1 1/2"-LIH-B-418-N | Swing, Full Port | TYPE=VALVE,SKEY=CKSC |  | THDF | 0.6875 |  |  |  | mm | 48.26 | 1.5 | 56833.3705 | 6020.0005 | 64.3 | 800 |  | New |  | 9.1 | KG |  |  |  |  | ?-? |  | SHOP | RACK PRINCIPAL | 350051
BALL VALVE, FLOATING, NPT, 800#, FB, FS, A216 Gr. WCB | ASME B16.10 |  |  |  | BALL VALVE, LONG PATTERN, 1 1/2" ND, 1500 LB, FPT, ASME B16.10, 3 11/20" LG | Ball Valve | B | 1 1/2" | 1 1/2"-LIH-B-418-N | Long Pattern | SKEY=VBSC,TYPE=VALVE |  | THDF | 0.62 |  |  |  | mm | 48.26 | 1.5 | 57078.5315 | 6020.0005 | 64.3 | 1500 |  | New |  |  | KG |  |  |  |  | ?-? |  | SHOP | RACK PRINCIPAL | 350052
BALL VALVE, FLOATING, NPT, 800#, FB, FS, A216 Gr. WCB | ASME B16.10 |  |  |  | BALL VALVE, LONG PATTERN, 1/2" ND, 1500 LB, FPT, ASME B16.10, 2 9/50" LG | Ball Valve | B | 1/2" | 2"-LIH-B-417-N | Long Pattern | SKEY=VBSC,TYPE=VALVE |  | THDF | 0.38 |  |  |  | mm | 21.336 | 0.5 | 55466.6045 | 6020.0005 | -56.7375 | 1500 |  | New |  |  | KG |  |  |  |  | ?-? |  | SHOP | RACK PRINCIPAL | 350053
BALL VALVE, FLOATING, NPT, 800#, FB, FS, A216 Gr. WCB | ASME B16.10 |  |  |  | BALL VALVE, LONG PATTERN, 1/2" ND, 1500 LB, FPT, ASME B16.10, 2 9/50" LG | Ball Valve | B | 1/2" | 1 1/2"-LIH-B-416-N | Long Pattern | SKEY=VBSC,TYPE=VALVE |  | THDF | 0.38 |  |  |  | mm | 21.336 | 0.5 | 56538.1205 | 7126.7505 | 64.3 | 1500 |  | New |  |  | KG |  |  |  |  | ?-? |  | SHOP | RACK PRINCIPAL | 350054
BALL VALVE, RF, #150, FB, FS, B16.10, A216 Gr. WCB | ASME B16.10 |  |  |  | BALL VALVE NPT | Ball Valve | B | 2" | 2"-LIH-B-417-N | Short Pattern | SKEY=VBFL,TYPE=VALVE |  | FL |  | RF |  |  | mm | 60.325 | 2 | 55220.5486 | 6020.0005 | 64.3 | 150 |  | New |  | 15 | KG |  |  |  |  | ?-? |  | SHOP | RACK PRINCIPAL | 350055 |  | 0.75
CHECK VALVE, SPRING LOADED BALL, NPT, B16.10, A105 | ASME B16.10 |  |  |  | CHECK VALVE, SWING, FULL PORT, 1 1/2" ND, 800 LB, FPT, ASME B16.10, 5 143/200" LG | Check Valve | B | 1 1/2" | 1 1/2"-LIH-B-416-N | Swing, Full Port | TYPE=VALVE,SKEY=CKSC |  | THDF | 0.6875 |  |  |  | mm | 48.26 | 1.5 | 56833.3705 | 7020.0005 | 64.3 | 800 |  | New |  | 9.1 | KG |  |  |  |  | ?-? |  | SHOP | RACK PRINCIPAL | 350056
BALL VALVE, FLOATING, NPT, 800#, FB, FS, A216 Gr. WCB | ASME B16.10 |  |  |  | BALL VALVE, LONG PATTERN, 1/2" ND, 1500 LB, FPT, ASME B16.10, 2 9/50" LG | Ball Valve | B | 1/2" | 2"-LIH-B-442-N | Long Pattern | SKEY=VBSC,TYPE=VALVE |  | THDF | 0.38 |  |  |  | mm | 21.336 | 0.5 | 55466.6045 | 7020.0005 | -56.7375 | 1500 |  | New |  |  | KG |  |  |  |  | ?-? |  | SHOP | RACK PRINCIPAL | 350057
BALL VALVE, FLOATING, NPT, 800#, FB, FS, A216 Gr. WCB | ASME B16.10 |  |  |  | BALL VALVE, LONG PATTERN, 1 1/2" ND, 1500 LB, FPT, ASME B16.10, 3 11/20" LG | Ball Valve | B | 1 1/2" | 1 1/2"-FG-B-321-N | Long Pattern | SKEY=VBSC,TYPE=VALVE |  | THDF | 0.62 |  |  |  | mm | 48.26 | 1.5 | 2746.2207 | 6956.0707 | 98.13 | 1500 |  | New |  |  | KG |  |  |  |  | ?-? |  | SHOP | RACK PRINCIPAL | 350058
BALL VALVE, FLOATING, NPT, 800#, FB, FS, A216 Gr. WCB | ASME B16.10 |  |  |  | BALL VALVE, LONG PATTERN, 1/2" ND, 1500 LB, FPT, ASME B16.10, 2 9/50" LG | Ball Valve | B | 1/2" | 1/2"-FG-B-310-M | Long Pattern | SKEY=VBSC,TYPE=VALVE |  | THDF | 0.38 |  |  |  | mm | 21.336 | 0.5 | 29656.5595 | 2675.365 | 358.6999 | 1500 |  | New |  |  | KG |  |  |  |  | ?-? |  | SHOP | RACK PRINCIPAL | 350059
BALL VALVE, FLOATING, NPT, 800#, FB, FS, A216 Gr. WCB | ASME B16.10 |  |  |  | BALL VALVE, LONG PATTERN, 1 1/2" ND, 1500 LB, FPT, ASME B16.10, 3 11/20" LG | Ball Valve | B | 1 1/2" | 1 1/2"-FG-B-320-N | Long Pattern | SKEY=VBSC,TYPE=VALVE |  | THDF | 0.62 |  |  |  | mm | 48.26 | 1.5 | 1702.1753 | 7087.8207 | 98.13 | 1500 |  | New |  |  | KG |  |  |  |  | ?-? |  | SHOP | RACK PRINCIPAL | 350060
BALL VALVE, FLOATING, NPT, 800#, FB, FS, A216 Gr. WCB | ASME B16.10 |  |  |  | BALL VALVE, LONG PATTERN, 1/2" ND, 1500 LB, FPT, ASME B16.10, 2 9/50" LG | Ball Valve | B | 1/2" | 3"-LIH-B-440-N | Long Pattern | SKEY=VBSC,TYPE=VALVE |  | THDF | 0.38 |  |  |  | mm | 21.336 | 0.5 | 82260.6817 | 59729.6277 | 68.002 | 1500 |  | New |  |  | KG |  |  |  |  | ?-? |  | SHOP | RACK PRINCIPAL | 350061
BALL VALVE, FLOATING, NPT, 800#, FB, FS, A216 Gr. WCB | ASME B16.10 |  |  |  | BALL VALVE, LONG PATTERN, 1/2" ND, 1500 LB, FPT, ASME B16.10, 2 9/50" LG | Ball Valve | B | 1/2" | 2"-LIH-B-428-N | Long Pattern | SKEY=VBSC,TYPE=VALVE |  | THDF | 0.38 |  |  |  | mm | 21.336 | 0.5 | 82071.0836 | 60084.0815 | 482.7095 | 1500 |  | New |  |  | KG |  |  |  |  | ?-? |  | SHOP | RACK PRINCIPAL | 350062
BALL VALVE, FLOATING, NPT, 800#, FB, FS, A216 Gr. WCB | ASME B16.10 |  |  |  | BALL VALVE, LONG PATTERN, 1" ND, 1500 LB, FPT, ASME B16.10, 2 83/100" LG | Ball Valve | B | 1" | 1"-LIH-B-447-N | Long Pattern | SKEY=VBSC,TYPE=VALVE |  | THDF | 0.5 |  |  |  | mm | 33.401 | 1 | 80978.5294 | 59516.9789 | 150.8505 | 1500 |  | New |  |  | KG |  |  |  |  | ?-? |  | SHOP | RACK PRINCIPAL | 350063
BALL VALVE, RF, #150, FB, FS, B16.10, A216 Gr. WCB | ASME B16.10 |  |  |  | BALL VALVE NPT | Ball Valve | B | 6" | 6"-FH-B-325-N | Short Pattern | SKEY=VBFL,TYPE=VALVE |  | FL |  | RF |  |  | mm | 168.275 | 6 | 201719.9504 | 83939.4912 | 2883.5536 | 150 |  | New |  | 77 | KG |  |  |  |  | ?-? |  | SHOP | RACK PRINCIPAL | 350064 |  | 1
BALL VALVE, RF, #150, FB, FS, B16.10, A216 Gr. WCB | ASME B16.10 |  |  |  | BALL VALVE NPT | Ball Valve | B | 6" | 6"-FH-B-325-N | Short Pattern | SKEY=VBFL,TYPE=VALVE |  | FL |  | RF |  |  | mm | 168.275 | 6 | 200569.8807 | 82789.4214 | 2880.1652 | 150 |  | New |  | 77 | KG |  |  |  |  | ?-? |  | SHOP | RACK PRINCIPAL | 350065 |  | 1
BALL VALVE, RF, #150, FB, FS, B16.10, A216 Gr. WCB | ASME B16.10 |  |  |  | BALL VALVE NPT | Ball Valve | B | 6" | 6"-FH-B-325-N | Short Pattern | SKEY=VBFL,TYPE=VALVE |  | FL |  | RF |  |  | mm | 168.275 | 6 | 201034.5916 | 82446.1243 | 2879.6776 | 150 |  | New |  | 77 | KG |  |  |  |  | ?-? |  | SHOP | RACK PRINCIPAL | 350066 |  | 1
CHECK VALVE, SWING, RF, #150, B16.10, A216 Gr WCB | ASME B16.10 |  |  |  | CHECK VALVE FL | Check Valve | B | 6" | 6"-FH-B-325-N | Swing | SKEY=VCFL,TYPE=VALVE |  | FL | 0 | RF |  |  | mm | 168.275 | 6 | 201111.0152 | 83330.556 | 2881.7595 | 150 |  | Existing |  | 77 | KG |  |  |  |  | ?-? |  | SHOP | RACK PRINCIPAL | 350067 |  | 1
GLOBE VALVE, SW, 1500#, A105 | ASME B16.10 |  |  |  | GLOBE VALVE, SW | Globe Valve | E | 1/2" | 1/2"-MUL-E-010-N | Full Port | TYPE=VALVE,SKEY=VGSW |  | SW | 0.5 |  |  |  | mm | 21.336 | 0.5 | 16992.0827 | 2277.6022 | 512.3096 | 1500 |  | New |  | 2 | KG |  |  |  |  | ?-? |  | SHOP | RACK PRINCIPAL | 350068
Control Valve, Globe, Long Pattern, 900 LB, RTJ, ISA 75.08.06 | ISA 75.08.06 |  |  |  | CONTROL VALVE, GLOBE, LONG PATTERN, 3" ND, 900 LB, RTJ, ISA 75.08.06, 17 19/50" LG | Control Valve, Globe, Long Pattern | E | 3" | 3"-MUL-E-005-N | Long Pattern | TYPE=INSTRUMENT,SKEY=CVFL |  | FL |  | RTJ |  |  | mm | 88.9 | 3 | 21782.7672 | 3655.6838 | 759.8131 | 900 |  | New | [7 empty] | ?-? |  | SHOP | RACK PRINCIPAL | 350071 |  | 1.812
BALL VALVE, TRUNNION, RTJ, #900, B16.10, A216 Gr WCB | ASME B16.10 |  |  |  | BALL VALVE, LONG PATTERN, 3" ND, 900 LB, RTJ, ASME B16.10, 15 3/25" LG | Ball Valve | E | 3" | 3"-MUL-E-005-N | Long Pattern | SKEY=VBFL,TYPE=VALVE |  | FL | 0 | RTJ |  |  | mm | 88.9 | 3 | 21782.7672 | 5199.5402 | 759.8131 | 900 |  | New |  | 55 | KG |  |  |  |  | ?-? |  | SHOP | RACK PRINCIPAL | 350072 |  | 1.812
BALL VALVE, RF, #600, FB, FS, B16.10, A216 Gr WCB | ASME B16.10 |  |  |  | BALL VALVE #600 RF | Ball Valve | D | 3" | 3"-MUL-D-009-N | Long Pattern | SKEY=VBFL,TYPE=VALVE |  | FL | 0 | RF |  |  | mm | 88.9 | 3 | 24828.8296 | 4244.5876 | 759.8131 | 600 |  | New |  | 36 | KG |  |  |  |  | ?-? |  | SHOP | RACK PRINCIPAL | 350073 |  | 1.5
BALL VALVE, RF, #600, FB, FS, B16.10, A216 Gr WCB | ASME B16.10 |  |  |  | BALL VALVE #600 RF | Ball Valve | D | 3" | 3"-MUL-D-008-N | Long Pattern | SKEY=VBFL,TYPE=VALVE |  | FL | 0 | RF |  |  | mm | 88.9 | 3 | 22028.8297 | 4269.6064 | 759.8131 | 600 |  | New |  | 36 | KG |  |  |  |  | ?-? |  | SHOP | RACK PRINCIPAL | 350074 |  | 1.5
Control Valve, Globe, Short Pattern, 150 LB, FPT, ISA S75.12 | ISA S75.12 |  |  |  | CONTROL VALVE, GLOBE, SHORT PATTERN, 3/4" ND, 150 LB, FPT, ISA S75.12, 5 39/94" LG | Control Valve, Globe, Short Pattern | B | 3/4" | 3/4"-FG-B-324-N | Short Pattern | TYPE=INSTRUMENT,SKEY=CVSC |  | THDF | 0.5457 |  |  |  | mm | 26.67 | 0.75 | 200192.6259 | 82681.2177 | 2808.0224 | 150 |  | New | [7 empty] | ?-? |  | SHOP | RACK PRINCIPAL | 350075
GLOBE VALVE, RTJ, #900, B16.10, A216 Gr WCB | ASME B16.10 |  |  |  | GLOBE VALVE, 2" ND, 900 LB, RTJ, ASME B16.10, 14 31/50" LG | Globe Valve | E | 2" | 3"-MUL-E-005-N |  | SKEY=VGFL,TYPE=VALVE |  | FL | 0 | RTJ |  |  | mm | 60.325 | 2 | 21400.3672 | 3645.0158 | 759.8131 | 900 |  | New |  | 87 | KG |  |  |  |  | ?-? |  | SHOP | RACK PRINCIPAL | 350079 |  | 1.812
GLOBE VALVE, RTJ, #900, B16.10, A216 Gr WCB | ASME B16.10 |  |  |  | GLOBE VALVE, 2" ND, 900 LB, RTJ, ASME B16.10, 14 31/50" LG | Globe Valve | E | 2" | 3"-MUL-E-006-N |  | SKEY=VGFL,TYPE=VALVE |  | FL | 0 | RTJ |  |  | mm | 60.325 | 2 | 24200.3671 | 3645.0158 | 759.8131 | 900 |  | New |  | 87 | KG |  |  |  |  | ?-? |  | SHOP | RACK PRINCIPAL | 350080 |  | 1.812
BALL VALVE, RF, #150, FB, FS, B16.10, A216 Gr. WCB | ASME B16.10 |  |  |  | BALL VALVE NPT | Ball Valve | B | 2" | 3/4"-FG-B-322-N | Short Pattern | SKEY=VBFL,TYPE=VALVE |  | FL |  | RF |  |  | mm | 60.325 | 2 | 56759.6645 | 8916.5943 | 1685.8092 | 150 |  | New |  | 15 | KG |  |  |  |  | ?-? |  | SHOP | RACK PRINCIPAL | 350081 |  | 0.75
BALL VALVE, FLOATING, NPT, 800#, FB, FS, A216 Gr. WCB | ASME B16.10 |  |  |  | BALL VALVE, LONG PATTERN, 1/2" ND, 1500 LB, FPT, ASME B16.10, 2 9/50" LG | Ball Valve | B | 1/2" | 3/4"-FG-B-322-N | Long Pattern | SKEY=VBSC,TYPE=VALVE |  | THDF | 0.38 |  |  |  | mm | 21.336 | 0.5 | 57283.0752 | 8916.5943 | 1940.1842 | 1500 |  | New |  |  | KG |  |  |  |  | ?-? |  | SHOP | RACK PRINCIPAL | 350082
BALL VALVE, FLOATING, NPT, 800#, FB, FS, A216 Gr. WCB | ASME B16.10 |  |  |  | BALL VALVE, LONG PATTERN, 1/2" ND, 1500 LB, FPT, ASME B16.10, 2 9/50" LG | Ball Valve | B | 1/2" | 3/4"-FG-B-322-N | Long Pattern | SKEY=VBSC,TYPE=VALVE |  | THDF | 0.38 |  |  |  | mm | 21.336 | 0.5 | 57283.0752 | 8916.5943 | 162.9246 | 1500 |  | New |  |  | KG |  |  |  |  | ?-? |  | SHOP | RACK PRINCIPAL | 350083
BALL VALVE, RF, #150, FB, FS, B16.10, A216 Gr. WCB | ASME B16.10 |  |  |  | BALL VALVE NPT | Ball Valve | B | 2" | 1 1/2"-LIH-B-421-N | Short Pattern | SKEY=VBFL,TYPE=VALVE |  | FL |  | RF |  |  | mm | 60.325 | 2 | 56116.6122 | 7397.5943 | 556.9996 | 150 |  | New |  | 15 | KG |  |  |  |  | ?-? |  | SHOP | RACK PRINCIPAL | 350084 |  | 0.75
BALL VALVE, SW, 5000 CWP, FB, FS, B16.10 | ASME B16.10 |  |  |  | BALL VALVE, SW | Ball Valve | E | 1/2" | 1/2"-MUL-E-010-N |  | TYPE=VALVE,SKEY=VBSW |  | SW | 0.44 |  |  |  | mm | 21.336 | 0.5 | 16992.0285 | 2277.6022 | 587.3096 | 600 |  | New |  |  | KG |  |  |  |  | ?-? |  | SHOP | RACK PRINCIPAL | 350085
BALL VALVE, FLOATING, NPT, 800#, FB, FS, A216 Gr. WCB | ASME B16.10 |  |  |  | BALL VALVE, LONG PATTERN, 1/2" ND, 1500 LB, FPT, ASME B16.10, 2 9/50" LG | Ball Valve | B | 1/2" | 3"-LIH-B-439-N | Long Pattern | SKEY=VBSC,TYPE=VALVE |  | THDF | 0.38 |  |  |  | mm | 21.336 | 0.5 | 82260.6817 | 60729.6277 | 68.002 | 1500 |  | New |  |  | KG |  |  |  |  | ?-? |  | SHOP | RACK PRINCIPAL | 350086
Control Valve, Globe, 600 LB, RF, ISA S75.03 | ISA S75.03 |  |  |  | CONTROL VALVE, GLOBE, 4" ND, 600 LB, RF, ISA S75.03, 15 1/2" LG | Control Valve, Globe | D | 4" | 4"-PG-D-332-N |  | TYPE=INSTRUMENT,SKEY=CVFL |  | FL |  | RF |  |  | mm | 114.3 | 4 | 80776.7029 | 13603.3283 | 438.198 | 600 |  | New | [7 empty] | ?-? |  | SHOP | RACK PRINCIPAL | 350097 |  | 1.75
ELL 90 LR, BW, SCH 80, B16.9, A234 WPB | ASME B16.9 |  |  |  | ELL 90 LR | ELL 90 LR | D | 4" | 4"-PG-D-314-N |  | TYPE=ELBOW,SKEY=ELBW |  | BV | 0 |  |  |  | mm | 114.3 | 4 | 70568.0198 | 10887.783 | 438.198 |  |  | New |  | 5.4 | KG | [6 empty] | SHOP | RACK PRINCIPAL | 357121
FLANGE WN, RF, #600, SCH 80, B16.5, A105 | ASME B16.5 |  |  |  | FLANGE WN | FLANGE WN | D | 4" | 4"-PG-D-314-N |  | TYPE=FLANGE,SKEY=FLWN |  | FL |  | RF |  |  | mm | 114.3 | 4 | 70780.6178 | 10887.783 | 181.15 | 600 |  | New |  | 18.87 | KG | [6 empty] | SHOP | RACK PRINCIPAL | 357175 |  | 1.75
FLANGE BLIND, RF, #600, B16.5, A105 | ASME B16.5 |  |  |  | FLANGE BLIND | FLANGE BLIND | D | 4" | 4"-PG-D-314-N |  | TYPE=FLANGE-BLIND,SKEY=FLBL |  | FL |  | RF |  |  | mm | 114.3 | 4 | 70783.0181 | 10887.783 | 181.15 | 600 |  | New |  | 18.7 | KG | [6 empty] | SHOP | RACK PRINCIPAL | 357181 |  | 1.75
PIPE, SEAMLESS, BE, SCH 80, B36.10, A106 Gr B | API 5L Gr. B |  |  |  | 3"-8" | PIPE, SEAMLESS | D | 4" | 4"-PG-D-332-N |  | TYPE=PIPE |  | PL |  |  |  |  | mm | 114.3 | 4 | 86466.7647 | 13707.9763 | 191.818 |  | STD | New |  | 22.32 | KG | [6 empty] | SHOP | RACK PRINCIPAL | 357412
ELL 45 LR, BW, SCH 80, B16.9, A234 WPB | ASME B16.9 |  |  |  | ELL 45 BW | ELL 45 LR | D | 4" | 4"-PG-D-332-N |  | TYPE=ELBOW,SKEY=ELBW |  | BV | 0 |  |  |  | mm | 114.3 | 4 | 86220.3847 | 13603.3283 | 438.198 |  |  | New |  | 2.7 | KG | [6 empty] | SHOP | RACK PRINCIPAL | 357422
PIPE, SEAMLESS, BE, SCH 40, B36.10, A106 Gr. B | API 5L Gr. B |  |  |  | 2"-24" | PIPE, SEAMLESS | B | 6" | 6"-FH-B-618-N |  | TYPE=PIPE |  | PL |  |  |  |  | mm | 168.275 | 6 | 55973.8642 | 1401.8013 | 1961.1113 |  | STD | New |  | 28.26 | KG | [6 empty] | SHOP | RACK PRINCIPAL | 357578
PIPE, SEAMLESS, BE, SCH 40, B36.10, A106 Gr. B | API 5L Gr. B |  |  |  | 2"-24" | PIPE, SEAMLESS | B | 6" | 6"-PG-B-336-N |  | TYPE=PIPE |  | PL |  |  |  |  | mm | 168.275 | 6 | 56259.3602 | 1401.8013 | 1961.1113 |  | STD | New |  | 28.26 | KG | [6 empty] | SHOP | RACK PRINCIPAL | 357592
ELL 90 LR, BW, SCH 40, B16.9, A234 WPB | ASME B16.9 |  |  |  | ELL 90 LR | ELL 90 LR | B | 6" | 6"-PG-B-336-N |  | TYPE=ELBOW,SKEY=ELBW |  | BV | 0 |  |  |  | mm | 168.275 | 6 | 59853.6033 | 1401.8013 | 1968.5994 |  |  | New |  | 10.2 | KG | [6 empty] | SHOP | RACK PRINCIPAL | 357598
PIPE, SEAMLESS, BE, SCH 40, B36.10, A106 Gr. B | API 5L Gr. B |  |  |  | 2"-24" | PIPE, SEAMLESS | B | 6" | 6"-PG-B-336-N |  | TYPE=PIPE |  | PL |  |  |  |  | mm | 168.275 | 6 | 59853.6024 | 1630.4008 | 1969.0756 |  | STD | New |  | 28.26 | KG | [6 empty] | SHOP | RACK PRINCIPAL | 357705
ELL 90 LR, BW, SCH 40, B16.9, A234 WPB | ASME B16.9 |  |  |  | ELL 90 LR | ELL 90 LR | B | 6" | 6"-PG-B-336-N |  | TYPE=ELBOW,SKEY=ELBW |  | BV | 0 |  |  |  | mm | 168.275 | 6 | 59853.6024 | 10296.7171 | 1987.1304 |  |  | New |  | 10.2 | KG | [6 empty] | SHOP | RACK PRINCIPAL | 357711
ELL 90 LR, BW, SCH 40, B16.9, A234 WPB | ASME B16.9 |  |  |  | ELL 90 LR | ELL 90 LR | B | 4" | 6"-PG-B-336-N |  | TYPE=ELBOW,SKEY=ELBW |  | BV | 0 |  |  |  | mm | 114.3 | 4 | 72125.2335 | 10296.7161 | 2663.9746 |  |  | New |  | 3.9 | KG | [6 empty] | SHOP | RACK PRINCIPAL | 357735
ELL 90 LR, BW, SCH 40, B16.9, A234 WPB | ASME B16.9 |  |  |  | ELL 90 LR | ELL 90 LR | B | 4" | 6"-PG-B-336-N |  | TYPE=ELBOW,SKEY=ELBW |  | BV | 0 |  |  |  | mm | 114.3 | 4 | 72128.5259 | 11732.0489 | 2663.9746 |  |  | New |  | 3.9 | KG | [6 empty] | SHOP | RACK PRINCIPAL | 357795
FLANGE WN, #150, RF, SCH 40, B16.5, A105 | ASME B16.5 |  |  |  | FLANGE WN | FLANGE WN | B | 6" | 6"-PG-B-336-N |  | TYPE=FLANGE,SKEY=FLWN |  | FL |  | RF |  |  | mm | 168.275 | 6 | 72183.6796 | 10296.7161 | 2007.1417 | 150 |  | New |  | 10.91 | KG | [6 empty] | SHOP | RACK PRINCIPAL | 357849 |  | 1
FLANGE BLIND, RG, #150, B16.5, A105 | ASME B16.5 |  |  |  | FLANGE BLIND | FLANGE BLIND | B | 6" | 6"-PG-B-336-N |  | TYPE=FLANGE-BLIND,SKEY=FLBL |  | FL |  | RF |  |  | mm | 168.275 | 6 | 72186.0799 | 10296.7161 | 2007.1467 | 150 |  | New |  | 11.8 | KG | [6 empty] | SHOP | RACK PRINCIPAL | 357855 |  | 1
PIPE, SEAMLESS, BE, SCH 40, B36.10, A106 Gr. B | API 5L Gr. B |  |  |  | 2"-24" | PIPE, SEAMLESS | B | 6" | 6"-FH-B-619-N |  | TYPE=PIPE |  | PL |  |  |  |  | mm | 168.275 | 6 | 56116.6122 | 1644.1608 | 1718.7519 |  | STD | New |  | 28.26 | KG | [6 empty] | SHOP | RACK PRINCIPAL | 357875
LATROLET, BW, SCH 40 |  |  |  |  | LATROLET, SCH 40, BW | Latrolet | B | 6"x1" | 6"-FH-B-618-N |  | TYPE=OLET,SKEY=LABW |  | BV |  |  |  |  | mm | 168.275 | 6 | 29599.5372 | 1401.8013 | 1970.8651 |  |  | New |  |  | KG | [6 empty] | SHOP | RACK PRINCIPAL | 358086
ELL 90, SW, 3000#, B16.11, A105 | ASME B16.11 |  |  |  | ELL 90 SW | ELL 90 | D | 1" | 1"-PG-B-316-N |  | TYPE=ELBOW,SKEY=ELSW |  | SW | 0.5 |  |  |  | mm | 33.401 | 1 | 2236.0809 | 348.4815 | 3101.6857 | 3000 |  | New |  | 0.38 | KG | [6 empty] | SHOP | SKID GAS | 358106
PIPE, SEAMLESS, PE, SCH 160, B36.10, A106 Gr. B | ASTM A106 Gr. B |  |  |  | 1/2"-1-1/2" | PIPE, SEAMLESS | D | 1" | 1"-PG-B-316-N |  | TYPE=PIPE |  | PL |  |  |  |  | mm | 33.401 | 1 | 2213.7289 | 348.4815 | 3101.6857 |  | 10S | New |  | 4.24 | KG | [6 empty] | SHOP | SKID GAS | 358112
UNION, SW, 3000#, MSS-SP-83, A105 | MSS-SP-83 |  |  |  | UNION | UNION | D | 1" | 1"-PG-B-316-N |  | TYPE=UNION,SKEY=UNSW |  | SW | 0.625 |  |  |  | mm | 33.401 | 1 | 1457.9451 | 348.4815 | 3101.6857 | 3000 |  | New |  | 0.78 | KG | [6 empty] | SHOP | SKID GAS | 358118
PIPE, SEAMLESS, PE, SCH 160, B36.10, A106 Gr. B | ASTM A106 Gr. B |  |  |  | 1/2"-1-1/2" | PIPE, SEAMLESS | D | 1" | 1"-PG-B-316-N |  | TYPE=PIPE |  | PL |  |  |  |  | mm | 33.401 | 1 | 1427.7445 | 348.4815 | 3101.6857 |  | 10S | New |  | 4.24 | KG | [6 empty] | SHOP | SKID GAS | 358120
ORIFICE PLATE, 600 LB, RF, ASME B16.48 | ASME B16.48 |  |  |  | ORIFICE PLATE, 2" ND, 600 LB, RF, 4 3/16" LG, ASME B16.48 | Orifice Plate | D | 2" | 3-PG-B-333-N |  | TYPE=INSTRUMENT,SKEY=OP |  | WF | 0 | RF |  |  | mm | 60.325 | 2 | 80.0028 | 12484.9121 | 3902.5282 | 600 |  | New | [9 empty] | SHOP | SKID GAS | 358130
FLANGE WN, RF, #600, SCH 80, B16.5, A105 | ASME B16.5 |  |  |  | FLANGE WN | FLANGE WN | D | 2" | 2-PG-B-331-N |  | TYPE=FLANGE,SKEY=FLWN |  | FL |  | RF |  |  | mm | 60.325 | 2 | 80.0028 | 12497.4147 | 3902.5282 | 600 |  | New |  | 4.5 | KG | [6 empty] | SHOP | SKID GAS | 358156 |  | 31.75
PIPE, SEAMLESS, PE, SCH 160, B36.10, A106 Gr. B | ASTM A106 Gr. B |  |  |  | 1/2"-1-1/2" | PIPE, SEAMLESS | D | 2" | 2-PG-B-331-N |  | TYPE=PIPE |  | PL |  |  |  |  | mm | 60.325 | 2 | 495.8026 | 12960.2093 | 3902.5282 |  | 10S | New |  | 11.11 | KG | [6 empty] | SHOP | SKID GAS | 358175
PIPE, SEAMLESS, PE, SCH 160, B36.10, A106 Gr. B | ASTM A106 Gr. B |  |  |  | 1/2"-1-1/2" | PIPE, SEAMLESS | D | 2" | 2-PG-B-331-N |  | TYPE=PIPE |  | PL |  |  |  |  | mm | 60.325 | 2 | 80.0028 | 12576.9167 | 3902.5282 |  | 10S | New |  | 11.11 | KG | [6 empty] | SHOP | SKID GAS | 358199
PIPE, SEAMLESS, BE, SCH 40, B36.10, A106 Gr. B | API 5L Gr. B |  |  |  | 2"-24" | PIPE, SEAMLESS | B | 6" | 6"-FH-B-618-N |  | TYPE=PIPE |  | PL |  |  |  |  | mm | 168.275 | 6 | 49690.066 | 1401.8013 | 1963.4352 |  | STD | New |  | 28.26 | KG | [6 empty] | SHOP | RACK PRINCIPAL | 358213
PIPE, SEAMLESS, BE, SCH 40, B36.10, A106 Gr. B | API 5L Gr. B |  |  |  | 2"-24" | PIPE, SEAMLESS | B | 6" | 6"-R-B-617-N |  | TYPE=PIPE |  | PL |  |  |  |  | mm | 168.275 | 6 | 49105.7329 | 1401.8013 | 2963.4965 |  | STD | New |  | 28.26 | KG | [6 empty] | SHOP | RACK PRINCIPAL | 358227
LATROLET, BW, SCH 40 |  |  |  |  | LATROLET, SCH 40, BW | Latrolet | B | 6"x4" | 6"-PG-B-336-N |  | TYPE=OLET,SKEY=LABW |  | BV |  |  |  |  | mm | 168.275 | 6 | 71468.1802 | 10296.7161 | 2004.5378 |  |  | New |  |  | KG | [6 empty] | SHOP | RACK PRINCIPAL | 358241
PIPE, SEAMLESS, BE, SCH 40, B36.10, A106 Gr. B | API 5L Gr. B |  |  |  | 2"-24" | PIPE, SEAMLESS | B | 4" | 6"-PG-B-336-N |  | TYPE=PIPE |  | PL |  |  |  |  | mm | 114.3 | 4 | 72125.2335 | 10449.1161 | 2663.9746 |  | STD | New |  | 16.08 | KG | [6 empty] | SHOP | RACK PRINCIPAL | 358271
PIPE, SEAMLESS, BE, SCH 40, B36.10, A106 Gr. B | API 5L Gr. B |  |  |  | 2"-24" | PIPE, SEAMLESS | B | 4" | 6"-PG-B-336-N |  | TYPE=PIPE |  | PL |  |  |  |  | mm | 114.3 | 4 | 72128.5259 | 11732.0489 | 2511.5746 |  | STD | New |  | 16.08 | KG | [6 empty] | SHOP | RACK PRINCIPAL | 358281
ELL 90 LR, BW, SCH 80, B16.9, A234 WPB | ASME B16.9 |  |  |  | ELL 90 LR | ELL 90 LR | D | 2" | 2-PG-B-331-N |  | TYPE=ELBOW,SKEY=ELBW |  | BV | 0 |  |  |  | mm | 60.325 | 2 | 80.0028 | 12960.2093 | 3902.5282 |  |  | New |  | 0.94 | KG | [6 empty] | SHOP | SKID GAS | 358910
UNION, SW, 3000#, MSS-SP-83, A105 | MSS-SP-83 |  |  |  | UNION | UNION | D | 1 1/2" | 1 1/2"-R-D-603-N |  | TYPE=UNION,SKEY=UNSW |  | SW | 0.75 |  |  |  | mm | 48.26 | 1.5 | 902.9577 | 9076.7055 | 1327.9455 | 3000 |  | New |  | 1.6 | KG | [6 empty] | SHOP | SKID GAS | 358929
FLOATING BALL VALVE, 1000#, NPT, B16.10, A-105 | ASME B16.10 |  |  |  | BALL VALVE, LONG PATTERN, 1/2" ND, 1500 LB, HandLever, H=3, W=6.3 | Ball Valve | A1A2 | 1/2" | 1/2"-PRW-A2-201-N | Long Pattern | SKEY=VBSC,TYPE=VALVE |  | THDF | 9.652 |  |  |  | mm | 21.336 | 0.5 | 397.9137 | 7.762 | 208.5431 | 1500 |  | New |  | 5.29 | LB |  |  |  |  | ?-? |  | SHOP | SKID GAS | 358949
BALL VALVE, FLOATING, NPT, 800#, FB, FS, A216 Gr. WCB | ASME B16.10 |  |  |  | BALL VALVE, LONG PATTERN, 1" ND, 1500 LB, FPT, ASME B16.10, 2 83/100" LG | Ball Valve | B | 1" | 1"-DO-B-505-N | Long Pattern | SKEY=VBSC,TYPE=VALVE |  | THDF | 0.5 |  |  |  | mm | 33.401 | 1 | 307.9137 | -0.67945 | 214.5756 | 1500 |  | New |  |  | KG |  |  |  |  | ?-? |  | SHOP | SKID GAS | 358955
PIPE, SEAMLESS, BE, SCH 40, B36.10, A106 Gr. B | API 5L Gr. B |  |  |  | 2"-24" | PIPE, SEAMLESS | B | 6" | 6"-R-B-617-N |  | TYPE=PIPE |  | PL |  |  |  |  | mm | 168.275 | 6 | 80.0028 | 1924.6621 | 3175.1411 |  | STD | New |  | 28.26 | KG | [6 empty] | SHOP | SKID GAS | 358989
TEE RED, BW, SCH 40, B16.9, A234 WPB | ASME B16.9 |  |  | TEE RED BW | TEE (RED), 6"X3" ND, BW, ASME B16.9 | Tee (red) | B | 6"x3"x6" | 6"-R-B-617-N |  | TYPE=TEE,SKEY=TEBW |  | BV | 0 |  |  |  | mm | 168.275 | 6 | 80.0028 | 2067.4101 | 3175.1411 |  |  | New |  | 16 | KG | [6 empty] | SHOP | SKID GAS | 358999
PIPE, SCH 80, PE, B36.1, A-106 GR.B | ASTM A106 |  |  |  | PIPE, SEAMLESS, 80, 1/2" ND, PE, ASTM A106 | PIPE, SEAMLESS | A1A2 | 1/2" | 1/2"-IA-A1-902-N |  | TYPE=PIPE |  | PL |  |  |  |  | mm | 21.336 | 0.5 | 51329.8574 | 1979.6022 | 295.2489 |  | 80 | New |  |  | KG | [6 empty] | SHOP | RACK PRINCIPAL | 359004
PIPE, SCH 80, PE, B36.1, A-106 GR.B | ASTM A106 |  |  |  | PIPE, SEAMLESS, 80, 1/2" ND, PE, ASTM A106 | PIPE, SEAMLESS | A1A2 | 1/2" | 1/2"-IA-A1-902-N |  | TYPE=PIPE |  | PL |  |  |  |  | mm | 21.336 | 0.5 | 51659.7041 | 1979.6022 | 275.5309 |  | 80 | New |  |  | KG | [6 empty] | SHOP | RACK PRINCIPAL | 359028
PIPE, SCH 80, PE, B36.1, A-106 GR.B | ASTM A106 |  |  |  | PIPE, SEAMLESS, 80, 1/2" ND, PE, ASTM A106 | PIPE, SEAMLESS | A1A2 | 1/2" | 1/2"-IA-A1-902-N |  | TYPE=PIPE |  | PL |  |  |  |  | mm | 21.336 | 0.5 | 58759.6158 | 1979.6022 | 84.668 |  | 80 | New |  |  | KG | [6 empty] | SHOP | RACK PRINCIPAL | 359038
PIPE, SEAMLESS, PE, SCH 160, B36.10, A106 Gr. B | ASTM A106 Gr. B |  |  |  | 1/2"-1-1/2" | PIPE, SEAMLESS | B | 3/4" | 3/4"-FG-B-322-N |  | TYPE=PIPE |  | PL |  |  |  |  | mm | 26.67 | 0.75 | 51652.8429 | 2083.6022 | 87.335 |  | 10S | New |  | 2.9 | KG | [6 empty] | SHOP | RACK PRINCIPAL | 359095
COUPLING, SW, 6000#, B16.11, A105 | ASME B16.11 |  |  |  | COUPLING SW | COUPLING | B | 3/4" | 3/4"-FG-B-322-N |  | TYPE=COUPLING,SKEY=COSW |  | SW | 0.5625 |  |  |  | mm | 26.67 | 0.75 | 57652.8429 | 2083.6022 | 87.335 | 6000 |  | New |  | 0.21 | KG | [6 empty] | SHOP | RACK PRINCIPAL | 359102
PIPE, SEAMLESS, PE, SCH 160, B36.10, A106 Gr. B | ASTM A106 Gr. B |  |  |  | 1/2"-1-1/2" | PIPE, SEAMLESS | B | 3/4" | 3/4"-FG-B-322-N |  | TYPE=PIPE |  | PL |  |  |  |  | mm | 26.67 | 0.75 | 57665.5429 | 2083.6022 | 87.335 |  | 10S | New |  | 2.9 | KG | [6 empty] | SHOP | RACK PRINCIPAL | 359112
PIPE, SEAMLESS, PE, SCH 160, B36.10, A106 Gr. B | ASTM A106 Gr. B |  |  |  | 1/2"-1-1/2" | PIPE, SEAMLESS | B | 1 1/2" | 1 1/2"-FG-B-309-N |  | TYPE=PIPE |  | PL |  |  |  |  | mm | 48.26 | 1.5 | 51100.1664 | 4418.5621 | 3482.4687 |  | 10S | New |  | 7.25 | KG | [6 empty] | SHOP | RACK PRINCIPAL | 359127
TEE RED, BW, SCH 40, B16.9, A234 WPB | ASME B16.9 |  |  | TEE RED BW | TEE (RED), 6"X3" ND, BW, ASME B16.9 | Tee (red) | B | 6"x3"x6" | 6"-R-B-617-N |  | TYPE=TEE,SKEY=TEBW |  | BV | 0 |  |  |  | mm | 168.275 | 6 | 80.0028 | 2863.4494 | 3175.1411 |  |  | New |  | 16 | KG | [6 empty] | SHOP | SKID GAS | 359324
PIPE, SEAMLESS, BE, SCH 40, B36.10, A106 Gr. B | API 5L Gr. B |  |  |  | 2"-24" | PIPE, SEAMLESS | B | 6" | 6"-R-B-617-N |  | TYPE=PIPE |  | PL |  |  |  |  | mm | 168.275 | 6 | 80.0028 | 3006.1974 | 3175.1411 |  | STD | New |  | 28.26 | KG | [6 empty] | SHOP | SKID GAS | 359338
SOCKOLET, #3000, B16.11, A105 | ASME B16.11 |  |  |  | SOCKOLET | SOCKOLET | B | 6"x1" | 6"-R-B-617-N |  | TYPE=OLET,SKEY=THSW |  | BV | 0 |  |  |  | mm | 168.275 | 6 | 80.0028 | 3450.802 | 3175.1411 | 3000 |  | New |  | 0.27 | KG | [6 empty] | SHOP | SKID GAS | 359348
TEE RED, BW, SCH 40, B16.9, A234 WPB | ASME B16.9 |  |  | TEE RED BW | TEE (RED), 6"X3" ND, BW, ASME B16.9 | Tee (red) | B | 6"x3"x6" | 6"-R-B-617-N |  | TYPE=TEE,SKEY=TEBW |  | BV | 0 |  |  |  | mm | 168.275 | 6 | 80.0028 | 9076.7055 | 3175.1411 |  |  | New |  | 16 | KG | [6 empty] | SHOP | SKID GAS | 359358
PIPE, SEAMLESS, BE, SCH 40, B36.10, A106 Gr. B | API 5L Gr. B |  |  |  | 2"-24" | PIPE, SEAMLESS | B | 6" | 6"-R-B-617-N |  | TYPE=PIPE |  | PL |  |  |  |  | mm | 168.275 | 6 | 80.0028 | 9532.0787 | 3175.141 |  | STD | New |  | 28.26 | KG | [6 empty] | SHOP | SKID GAS | 359372
TEE RED, BW, SCH 40, B16.9, A234 WPB | ASME B16.9 |  |  | TEE RED BW | TEE (RED), 6"X3" ND, BW, ASME B16.9 | Tee (red) | B | 6"x3"x6" | 6"-R-B-617-N |  | TYPE=TEE,SKEY=TEBW |  | BV | 0 |  |  |  | mm | 168.275 | 6 | 80.0028 | 9674.8267 | 3175.141 |  |  | New |  | 16 | KG | [6 empty] | SHOP | SKID GAS | 359382
PIPE, SEAMLESS, BE, SCH 40, B36.10, A106 Gr. B | API 5L Gr. B |  |  |  | 2"-24" | PIPE, SEAMLESS | B | 6" | 6"-R-B-617-N |  | TYPE=PIPE |  | PL |  |  |  |  | mm | 168.275 | 6 | 80.0028 | 9817.5747 | 3175.141 |  | STD | New |  | 28.26 | KG | [6 empty] | SHOP | SKID GAS | 359396
TEE RED, BW, SCH 40, B16.9, A234 WPB | ASME B16.9 |  |  | TEE RED BW | TEE (RED), 6"X3" ND, BW, ASME B16.9 | Tee (red) | B | 6"x3"x6" | 6"-R-B-617-N |  | TYPE=TEE,SKEY=TEBW |  | BV | 0 |  |  |  | mm | 168.275 | 6 | 80.0028 | 10254.2267 | 3175.141 |  |  | New |  | 16 | KG | [6 empty] | SHOP | SKID GAS | 359407
PIPE, SEAMLESS, BE, SCH 40, B36.10, A106 Gr. B | API 5L Gr. B |  |  |  | 2"-24" | PIPE, SEAMLESS | B | 6" | 6"-R-B-617-N |  | TYPE=PIPE |  | PL |  |  |  |  | mm | 168.275 | 6 | 80.0028 | 10396.9747 | 3175.141 |  | STD | New |  | 28.26 | KG | [6 empty] | SHOP | SKID GAS | 359421
TEE RED, BW, SCH 40, B16.9, A234 WPB | ASME B16.9 |  |  | TEE RED BW | TEE (RED), 6"X3" ND, BW, ASME B16.9 | Tee (red) | B | 6"x3"x6" | 6"-R-B-617-N |  | TYPE=TEE,SKEY=TEBW |  | BV | 0 |  |  |  | mm | 168.275 | 6 | 80.0028 | 11480.6546 | 3175.1411 |  |  | New |  | 16 | KG | [6 empty] | SHOP | SKID GAS | 359431
CAP, BW, SCH 40, B16.9, A234 WPB | ASME B16.9 |  |  |  | CAP BW | CAP | B | 6" | 6"-R-B-617-N |  | TYPE=CAP,SKEY=KABW |  | BV | 0 |  |  |  | mm | 168.275 | 6 | 80.0028 | 11623.4026 | 3175.1411 |  |  | New |  | 3.6 | KG | [6 empty] | SHOP | SKID GAS | 359445
FLANGE WN, #150, RF, SCH 40, B16.5, A105 | ASME B16.5 |  |  |  | FLANGE WN | FLANGE WN | B | 6" | 6"-R-B-617-N |  | TYPE=FLANGE,SKEY=FLWN |  | FL |  | RF |  |  | mm | 168.275 | 6 | 80.0028 | 0.000879 | 3175.1411 | 150 |  | New |  | 10.91 | KG | [6 empty] | SHOP | SKID GAS | 359451 |  | 1
PIPE, SEAMLESS, BE, SCH 40, B36.10, A106 Gr. B | API 5L Gr. B |  |  |  | 2"-24" | PIPE, SEAMLESS | B | 3" | 3-PG-B-333-N |  | TYPE=PIPE |  | PL |  |  |  |  | mm | 88.9 | 3 | 80.0028 | 11480.6546 | 3788.2282 |  | STD | New |  | 11.29 | KG | [6 empty] | SHOP | SKID GAS | 359457
ELL 90 LR, BW, SCH 40, B16.9, A234 WPB | ASME B16.9 |  |  |  | ELL 90 LR | ELL 90 LR | B | 3" | 3-PG-B-333-N |  | TYPE=ELBOW,SKEY=ELBW |  | BV | 0 |  |  |  | mm | 88.9 | 3 | 80.0028 | 11480.6546 | 3902.5282 |  |  | New |  | 2.03 | KG | [6 empty] | SHOP | SKID GAS | 359467
PIPE, SEAMLESS, BE, SCH 40, B36.10, A106 Gr. B | API 5L Gr. B |  |  |  | 2"-24" | PIPE, SEAMLESS | B | 3" | 3-PG-B-333-N |  | TYPE=PIPE |  | PL |  |  |  |  | mm | 88.9 | 3 | 80.0028 | 12025.8605 | 3902.5282 |  | STD | New |  | 11.29 | KG | [6 empty] | SHOP | SKID GAS | 359477
PIPE, SEAMLESS, PE, SCH 160, B36.10, A106 Gr. B | ASTM A106 Gr. B |  |  |  | 1/2"-1-1/2" | PIPE, SEAMLESS | B | 1" | 1"-LIH-B-447-N |  | TYPE=PIPE |  | PL |  |  |  |  | mm | 33.401 | 1 | 80978.5294 | 59018.4569 | 603.747 |  | 10S | New |  | 4.24 | KG | [6 empty] | SHOP | RACK PRINCIPAL | 359789
THREADOLET, 3000#, MSS SP-97 | MSS SP-97 |  |  |  | THREADOLET, 2"X1/2" ND, 3000 LB, BWXFPT, 1/2" LG, MSS SP-97 | Threadolet | B | 2"x1/2" | 2"-LIH-B-449-N |  | TYPE=OLET,SKEY=THSC |  | BV | 0 |  |  |  | mm | 60.325 | 2 | 82048.2167 | 61084.0815 | 603.747 | 3000 |  | New |  | 0.11 | KG | [6 empty] | SHOP | RACK PRINCIPAL | 359909
ELL 90 LR, BW, SCH 40, B16.9, A234 WPB | ASME B16.9 |  |  |  | ELL 90 LR | ELL 90 LR | B | 2" | 2"-LIH-B-428-N |  | TYPE=ELBOW,SKEY=ELBW |  | BV | 0 |  |  |  | mm | 60.325 | 2 | 81421.4527 | 60084.0815 | 603.747 |  |  | New |  | 0.65 | KG | [6 empty] | SHOP | RACK PRINCIPAL | 360026
PIPE, SEAMLESS, BE, SCH 40, B36.10, A106 Gr. B | API 5L Gr. B |  |  |  | 2"-24" | PIPE, SEAMLESS | B | 2" | 2"-LIH-B-428-N |  | TYPE=PIPE |  | PL |  |  |  |  | mm | 60.325 | 2 | 81399.1343 | 60084.0815 | 581.4285 |  | STD | New |  | 5.44 | KG | [6 empty] | SHOP | RACK PRINCIPAL | 360042
PIPE, SEAMLESS, BE, SCH 40, B36.10, A106 Gr. B | API 5L Gr. B |  |  |  | 2"-24" | PIPE, SEAMLESS | B | 2" | 2"-LIH-B-449-N |  | TYPE=PIPE |  | PL |  |  |  |  | mm | 60.325 | 2 | 82409.6413 | 61084.0815 | 603.747 |  | STD | New |  | 5.44 | KG | [6 empty] | SHOP | RACK PRINCIPAL | 360107
SOCKOLET, #3000, B16.11, A105 | ASME B16.11 |  |  |  | SOCKOLET | SOCKOLET | B | 2"x1" | 2"-LIH-B-449-N |  | TYPE=OLET,SKEY=THSW |  | BV | 0 |  |  |  | mm | 60.325 | 2 | 82245.376 | 61084.0815 | 603.747 | 3000 |  | New |  | 0.27 | KG | [6 empty] | SHOP | RACK PRINCIPAL | 360141
PIPE, SEAMLESS, PE, SCH 160, B36.10, A106 Gr. B | ASTM A106 Gr. B |  |  |  | 1/2"-1-1/2" | PIPE, SEAMLESS | B | 1" | 1"-LIH-B-451-N |  | TYPE=PIPE |  | PL |  |  |  |  | mm | 33.401 | 1 | 82245.376 | 61033.2815 | 603.747 |  | 10S | New |  | 4.24 | KG | [6 empty] | SHOP | RACK PRINCIPAL | 360195
TEE, SW, 3000#, B16.11, A105 | ASME B16.11 |  |  |  | TEE RED SW | Tee | B | 1" | 1"-LIH-B-447-N |  | TYPE=TEE,SKEY=TESW |  | SW | 12.7 |  |  |  | mm | 33.401 | 1 | 80978.5294 | 60833.2815 | 603.747 | 3000 |  | New |  |  | KG | [6 empty] | SHOP | RACK PRINCIPAL | 360202
ELL 90, SW, 3000#, B16.11, A105 | ASME B16.11 |  |  |  | ELL 90 SW | ELL 90 | B | 1" | 1"-LIH-B-451-N |  | TYPE=ELBOW,SKEY=ELSW |  | SW | 12.7 |  |  |  | mm | 33.401 | 1 | 82245.376 | 60833.2815 | 603.747 | 3000 |  | New |  | 0.38 | KG | [6 empty] | SHOP | RACK PRINCIPAL | 360218
SOCKOLET, #3000, B16.11, A105 | ASME B16.11 |  |  |  | SOCKOLET | SOCKOLET | B | 2"x1" | 2"-LIH-B-428-N |  | TYPE=OLET,SKEY=THSW |  | BV | 0 |  |  |  | mm | 60.325 | 2 | 82238.3019 | 60084.0815 | 603.747 | 3000 |  | New |  | 0.27 | KG | [6 empty] | SHOP | RACK PRINCIPAL | 360244
PIPE, SEAMLESS, PE, SCH 160, B36.10, A106 Gr. B | ASTM A106 Gr. B |  |  |  | 1/2"-1-1/2" | PIPE, SEAMLESS | B | 1" | 1"-LIH-B-450-N |  | TYPE=PIPE |  | PL |  |  |  |  | mm | 33.401 | 1 | 82238.3019 | 60033.2815 | 603.747 |  | 10S | New |  | 4.24 | KG | [6 empty] | SHOP | RACK PRINCIPAL | 360250
TEE, SW, 3000#, B16.11, A105 | ASME B16.11 |  |  |  | TEE RED SW | Tee | B | 1" | 1"-LIH-B-447-N |  | TYPE=TEE,SKEY=TESW |  | SW | 12.7 |  |  |  | mm | 33.401 | 1 | 80978.5294 | 59833.2815 | 603.747 | 3000 |  | New |  |  | KG | [6 empty] | SHOP | RACK PRINCIPAL | 360256
PIPE, SEAMLESS, PE, SCH 160, B36.10, A106 Gr. B | ASTM A106 Gr. B |  |  |  | 1/2"-1-1/2" | PIPE, SEAMLESS | B | 1" | 1"-LIH-B-447-N |  | TYPE=PIPE |  | PL |  |  |  |  | mm | 33.401 | 1 | 80978.5294 | 59855.6335 | 603.747 |  | 10S | New |  | 4.24 | KG | [6 empty] | SHOP | RACK PRINCIPAL | 360258
ELL 90, SW, 3000#, B16.11, A105 | ASME B16.11 |  |  |  | ELL 90 SW | ELL 90 | B | 1" | 1"-LIH-B-450-N |  | TYPE=ELBOW,SKEY=ELSW |  | SW | 12.7 |  |  |  | mm | 33.401 | 1 | 82238.3019 | 59833.2815 | 603.747 | 3000 |  | New |  | 0.38 | KG | [6 empty] | SHOP | RACK PRINCIPAL | 360272
TEE, SW, 3000#, B16.11, A105 | ASME B16.11 |  |  |  | TEE RED SW | Tee | B | 1" | 1"-LIH-B-447-N |  | TYPE=TEE,SKEY=TESW |  | SW | 12.7 |  |  |  | mm | 33.401 | 1 | 80978.5294 | 58996.1049 | 150.8505 | 3000 |  | New |  |  | KG | [6 empty] | SHOP | RACK PRINCIPAL | 360296
RED CONC, BW, SCH 80, B16.9, A234 WPB | ASME B16.9 |  |  |  | REDUCER CONC | REDUCER (CONC) | D | 3"x2" | 3"-PG-D-304-N |  | TYPE=REDUCER-CONCENTRIC,SKEY=RCBW |  | BV | 0 |  |  |  | mm | 88.9 | 3 | 2130.2714 | 10278.2513 | 354.8352 |  |  | New |  | 1.36 | KG | [6 empty] | SHOP | SKID GAS | 360308
RED CONC, BW, SCH 80, B16.9, A234 WPB | ASME B16.9 |  |  |  | REDUCER CONC | REDUCER (CONC) | D | 4"x3" | 3"-PG-D-304-N |  | TYPE=REDUCER-CONCENTRIC,SKEY=RCBW |  | BV | 0 |  |  |  | mm | 114.3 | 4 | 2130.2714 | 12860.7721 | 354.8352 |  |  | New |  | 2.27 | KG | [6 empty] | SHOP | SKID GAS | 360314
PIPE, SEAMLESS, PE, SCH 160, B36.10, A106 Gr. B | ASTM A106 Gr. B |  |  |  | 1/2"-1-1/2" | PIPE, SEAMLESS | B | 1" | 1"-LIH-B-447-N |  | TYPE=PIPE |  | PL |  |  |  |  | mm | 33.401 | 1 | 80978.5294 | 59018.4569 | 150.8505 |  | 10S | New |  | 4.24 | KG | [6 empty] | SHOP | RACK PRINCIPAL | 360515
PIPE, SEAMLESS, PE, SCH 160, B36.10, A106 Gr. B | ASTM A106 Gr. B |  |  |  | 1/2"-1-1/2" | PIPE, SEAMLESS | B | 1" | 1"-LIH-B-447-N |  | TYPE=PIPE |  | PL |  |  |  |  | mm | 33.401 | 1 | 80978.5294 | 58996.1049 | 173.2025 |  | 10S | New |  | 4.24 | KG | [6 empty] | SHOP | RACK PRINCIPAL | 360535
ELL 90, SW, 3000#, B16.11, A105 | ASME B16.11 |  |  |  | ELL 90 SW | ELL 90 | B | 1" | 1"-LIH-B-447-N |  | TYPE=ELBOW,SKEY=ELSW |  | SW | 12.7 |  |  |  | mm | 33.401 | 1 | 80978.5294 | 58996.1049 | 603.747 | 3000 |  | New |  | 0.38 | KG | [6 empty] | SHOP | RACK PRINCIPAL | 360541
CAP, SW, 3000#, B16.11, A105 | ASME B16.11 |  |  |  | CAP SW | CAP | B | 1" | 1"-LIH-B-447-N |  | TYPE=CAP,SKEY=KASW |  | SW | 12.7 |  |  |  | mm | 33.401 | 1 | 80978.5294 | 61456.2089 | 603.747 | 3000 |  | New |  |  | KG | [6 empty] | SHOP | RACK PRINCIPAL | 360816
BALL VALVE, FLOATING, NPT, 800#, FB, FS, A216 Gr. WCB | ASME B16.10 |  |  |  | BALL VALVE, LONG PATTERN, 1" ND, 1500 LB, FPT, ASME B16.10, 2 83/100" LG | Ball Valve | B | 1" | 1"-LIH-B-451-N | Long Pattern | SKEY=VBSC,TYPE=VALVE |  | THDF | 12.7 |  |  |  | mm | 33.401 | 1 | 81231.082 | 60833.2815 | 603.747 | 1500 |  | New |  |  | KG |  |  |  |  | ?-? |  | SHOP | RACK PRINCIPAL | 360878
BALL VALVE, FLOATING, NPT, 800#, FB, FS, A216 Gr. WCB | ASME B16.10 |  |  |  | BALL VALVE, LONG PATTERN, 1" ND, 1500 LB, FPT, ASME B16.10, 2 83/100" LG | Ball Valve | B | 1" | 1"-LIH-B-450-N | Long Pattern | SKEY=VBSC,TYPE=VALVE |  | THDF | 12.7 |  |  |  | mm | 33.401 | 1 | 81302.964 | 59833.2815 | 603.747 | 1500 |  | New |  |  | KG |  |  |  |  | ?-? |  | SHOP | RACK PRINCIPAL | 361007
Nozzle, flanged, RF, 600, ASME B16.5 | ASME B16.5 |  |  |  | Nozzle, flanged, 6" ND, RF, 600, ASME B16.5 | Nozzle, flanged |  | 6" |  |  |  |  | FL |  | RF |  |  | mm | 168.275 | 6 | 3008.2437 | 192.0121 | 773.3333 | 600 | [9 empty] | N-1 |  | SHOP | SKID GAS | 361704 |  | 54.102
Nozzle, flanged, RF, 600, ASME B16.5 | ASME B16.5 |  |  |  | Nozzle, flanged, 6" ND, RF, 600, ASME B16.5 | Nozzle, flanged |  | 6" |  |  |  |  | FL |  | RF |  |  | mm | 168.275 | 6 | 3013.5241 | 987.3871 | 773.3333 | 600 | [9 empty] | N-2 |  | SHOP | SKID GAS | 361710 |  | 54.102
FLANGE WN, RF, #600, SCH 80, B16.5, A105 | ASME B16.5 |  |  |  | FLANGE WN | FLANGE WN | D | 6" | 4"-PG-D-326-HT |  | TYPE=FLANGE,SKEY=FLWN |  | FL |  | RF |  |  | mm | 168.275 | 6 | 3008.2437 | 192.0121 | 770.933 | 600 |  | New |  | 38.21 | KG | [6 empty] | SHOP | SKID GAS | 362435 |  | 2.13
FLANGE WN, RF, #600, SCH 80, B16.5, A105 | ASME B16.5 |  |  |  | FLANGE WN | FLANGE WN | D | 6" | 4"-PG-D-313-HT |  | TYPE=FLANGE,SKEY=FLWN |  | FL |  | RF |  |  | mm | 168.275 | 6 | 3013.5241 | 987.3871 | 770.933 | 600 |  | New |  | 38.21 | KG | [6 empty] | SHOP | SKID GAS | 362448 |  | 2.13
ELL 90 LR, BW, SCH 80, B16.9, A234 WPB | ASME B16.9 |  |  |  | ELL 90 LR | ELL 90 LR | D | 4" | 4"-PG-D-326-HT |  | TYPE=ELBOW,SKEY=ELBW |  | BV | 0 |  |  |  | mm | 114.3 | 4 | 3008.2437 | 192.0121 | 354.8352 |  |  | New |  | 5.4 | KG | [6 empty] | SHOP | SKID GAS | 362456
ELL 90 LR, BW, SCH 80, B16.9, A234 WPB | ASME B16.9 |  |  |  | ELL 90 LR | ELL 90 LR | D | 4" | 4"-PG-D-313-HT |  | TYPE=ELBOW,SKEY=ELBW |  | BV | 0 |  |  |  | mm | 114.3 | 4 | 3013.5241 | 987.3871 | 354.8352 |  |  | New |  | 5.4 | KG | [6 empty] | SHOP | SKID GAS | 362468
PIPE, SEAMLESS, BE, SCH 80, B36.10, A106 Gr B | API 5L Gr. B |  |  |  | 3"-8" | PIPE, SEAMLESS | D | 4" | 4"-PG-D-313-HT |  | TYPE=PIPE |  | PL |  |  |  |  | mm | 114.3 | 4 | 2905.761 | 1095.1502 | 354.8352 |  | STD | New |  | 22.32 | KG | [6 empty] | SHOP | SKID GAS | 362474
Nozzle, flanged, RF, 600, ASME B16.5 | ASME B16.5 |  |  |  | Nozzle, flanged, 6" ND, RF, 600, ASME B16.5 | Nozzle, flanged |  | 6"x2" |  |  |  |  | FL |  | RF |  |  | mm | 168.275 | 6 | 3018.8044 | 13215.9371 | 1738.5333 | 600 | [9 empty] | N-3 |  | SHOP | SKID GAS | 362483 |  | 54.102
FLANGE WN, RF, #600, SCH 80, B16.5, A105 | ASME B16.5 |  |  |  | FLANGE WN | FLANGE WN | D | 6" | 4"-PG-D-307-N |  | TYPE=FLANGE,SKEY=FLWN |  | FL |  | RF |  |  | mm | 168.275 | 6 | 3018.8044 | 13215.9371 | 1740.9336 | 600 |  | New |  | 38.21 | KG | [6 empty] | SHOP | SKID GAS | 362491 |  | 2.13
Nozzle, flanged, RF, 600, ASME B16.5 | ASME B16.5 |  |  |  | Nozzle, flanged, 6" ND, RF, 600, ASME B16.5 | Nozzle, flanged |  | 6"x2" |  |  |  |  | FL |  | RF |  |  | mm | 168.275 | 6 | 3013.5241 | 12420.5621 | 1738.5333 | 600 | [9 empty] | N-4 |  | SHOP | SKID GAS | 362502 |  | 54.102
RED CONC, BW, SCH 80, B16.9, A234 WPB | ASME B16.9 |  |  |  | REDUCER CONC | REDUCER (CONC) | D | 6"x4" | 4"-PG-D-312-N |  | TYPE=REDUCER-CONCENTRIC,SKEY=RCBW |  | BV | 0 |  |  |  | mm | 168.275 | 6 | 3013.5241 | 12420.5621 | 1864.6316 |  |  | New |  | 5.95 | KG | [6 empty] | SHOP | SKID GAS | 362506
FLANGE WN, RF, #600, SCH 80, B16.5, A105 | ASME B16.5 |  |  |  | FLANGE WN | FLANGE WN | D | 6" | 4"-PG-D-312-N |  | TYPE=FLANGE,SKEY=FLWN |  | FL |  | RF |  |  | mm | 168.275 | 6 | 3013.5241 | 12420.5621 | 1740.9336 | 600 |  | New |  | 38.21 | KG | [6 empty] | SHOP | SKID GAS | 362513 |  | 2.13
ELL 90 LR, BW, SCH 80, B16.9, A234 WPB | ASME B16.9 |  |  |  | ELL 90 LR | ELL 90 LR | D | 4" | 4"-PG-D-312-N |  | TYPE=ELBOW,SKEY=ELBW |  | BV | 0 |  |  |  | mm | 114.3 | 4 | 3013.5241 | 12420.5621 | 2157.0313 |  |  | New |  | 5.4 | KG | [6 empty] | SHOP | SKID GAS | 362527
PIPE, SEAMLESS, BE, SCH 80, B36.10, A106 Gr B | API 5L Gr. B |  |  |  | 3"-8" | PIPE, SEAMLESS | D | 4" | 4"-PG-D-326-HT |  | TYPE=PIPE |  | PL |  |  |  |  | mm | 114.3 | 4 | 2900.4806 | 299.7752 | 354.8352 |  | STD | New |  | 22.32 | KG | [6 empty] | SHOP | SKID GAS | 362543
ELL 45 LR, BW, SCH 80, B16.9, A234 WPB | ASME B16.9 |  |  |  | ELL 45 BW | ELL 45 LR | D | 4" | 4"-PG-D-326-HT |  | TYPE=ELBOW,SKEY=ELBW |  | BV | 0 |  |  |  | mm | 114.3 | 4 | 2278.3327 | 921.9231 | 354.8352 |  |  | New |  | 2.7 | KG | [6 empty] | SHOP | SKID GAS | 362549
ELL 90 LR, BW, SCH 80, B16.9, A234 WPB | ASME B16.9 |  |  |  | ELL 90 LR | ELL 90 LR | D | 4" | 4"-PG-D-313-HT |  | TYPE=ELBOW,SKEY=ELBW |  | BV | 0 |  |  |  | mm | 114.3 | 4 | 2483.26 | 1517.6512 | 354.8352 |  |  | New |  | 5.4 | KG | [6 empty] | SHOP | SKID GAS | 362555
PIPE, SEAMLESS, BE, SCH 80, B36.10, A106 Gr B | API 5L Gr. B |  |  |  | 3"-8" | PIPE, SEAMLESS | D | 4" | 4"-PG-D-313-HT |  | TYPE=PIPE |  | PL |  |  |  |  | mm | 114.3 | 4 | 2483.26 | 1517.6512 | 507.2352 |  | STD | New |  | 22.32 | KG | [6 empty] | SHOP | SKID GAS | 362561
ELL 90 LR, BW, SCH 80, B16.9, A234 WPB | ASME B16.9 |  |  |  | ELL 90 LR | ELL 90 LR | D | 4" | 4"-PG-D-313-HT |  | TYPE=ELBOW,SKEY=ELBW |  | BV | 0 |  |  |  | mm | 114.3 | 4 | 2483.26 | 1517.6512 | 1141.606 |  |  | New |  | 5.4 | KG | [6 empty] | SHOP | SKID GAS | 362571
PIPE, SEAMLESS, BE, SCH 80, B36.10, A106 Gr B | API 5L Gr. B |  |  |  | 3"-8" | PIPE, SEAMLESS | D | 4" | 4"-PG-D-313-HT |  | TYPE=PIPE |  | PL |  |  |  |  | mm | 114.3 | 4 | 2375.4969 | 1625.4143 | 1141.606 |  | STD | New |  | 22.32 | KG | [6 empty] | SHOP | SKID GAS | 362606
ELL 45 LR, BW, SCH 80, B16.9, A234 WPB | ASME B16.9 |  |  |  | ELL 45 BW | ELL 45 LR | D | 4" | 4"-PG-D-313-HT |  | TYPE=ELBOW,SKEY=ELBW |  | BV | 0 |  |  |  | mm | 114.3 | 4 | 2130.2714 | 1870.6398 | 1141.606 |  |  | New |  | 2.7 | KG | [6 empty] | SHOP | SKID GAS | 362612
THREADOLET, 3000#, MSS SP-97 | MSS SP-97 |  |  |  | THREADOLET, 4"X3/4" ND, 3000 LB, BWXFPT, 1/2" LG, MSS SP-97 | Threadolet | D | 4"x3/4" | 4"-PG-D-313-HT |  | TYPE=OLET,SKEY=THSC |  | BV | 0 |  |  |  | mm | 114.3 | 4 | 2483.26 | 1517.6512 | 748.2206 | 3000 |  | New |  | 0.16 | KG | [6 empty] | SHOP | SKID GAS | 362624
Nozzle, flanged, RF, 600, ASME B16.5 | ASME B16.5 |  |  |  | Nozzle, flanged, 3" ND, RF, 600, ASME B16.5 | Nozzle, flanged |  | 3" |  |  |  |  | FL |  | RF |  |  | mm | 88.9 | 3 | 0 | 0 | 7848.5248 | 600 | [9 empty] | N-1 |  | SHOP |  | 362684 |  | 38.1
Nozzle, flanged, RF, 600, ASME B16.5 | ASME B16.5 |  |  |  | Nozzle, flanged, 3" ND, RF, 600, ASME B16.5 | Nozzle, flanged |  | 3" |  |  |  |  | FL |  | RF |  |  | mm | 88.9 | 3 | 0 | -508 | 812.8 | 600 | [9 empty] | N-2 |  | SHOP |  | 362693 |  | 38.1
ELL 90 LR, BW, SCH 80, B16.9, A234 WPB | ASME B16.9 |  |  |  | ELL 90 LR | ELL 90 LR | D | 4" | 4"-PG-D-307-N |  | TYPE=ELBOW,SKEY=ELBW |  | BV | 0 |  |  |  | mm | 114.3 | 4 | 3018.8044 | 13215.9371 | 2157.0313 |  |  | New |  | 5.4 | KG | [6 empty] | SHOP | SKID GAS | 362697
PIPE, SEAMLESS, BE, SCH 80, B36.10, A106 Gr B | API 5L Gr. B |  |  |  | 3"-8" | PIPE, SEAMLESS | D | 4" | 4"-PG-D-312-N |  | TYPE=PIPE |  | PL |  |  |  |  | mm | 114.3 | 4 | 2185.0149 | 1460.21 | 2605.3077 |  | STD | New |  | 22.32 | KG | [6 empty] | SHOP | SKID GAS | 362718
PIPE, SEAMLESS, BE, SCH 80, B36.10, A106 Gr B | API 5L Gr. B |  |  |  | 3"-8" | PIPE, SEAMLESS | D | 4" | 4"-PG-D-312-N |  | TYPE=PIPE |  | PL |  |  |  |  | mm | 114.3 | 4 | 3010.8839 | 1612.61 | 2157.0313 |  | STD | New |  | 22.32 | KG | [6 empty] | SHOP | SKID GAS | 362738
THREADOLET, 3000#, MSS SP-97 | MSS SP-97 |  |  |  | THREADOLET, 4"X1/2" ND, 3000 LB, BWXFPT, 1/2" LG, MSS SP-97 | Threadolet | D | 4"x1/2" | 4"-PG-D-312-N |  | TYPE=OLET,SKEY=THSC |  | BV | 0 |  |  |  | mm | 114.3 | 4 | 3013.4105 | 11809.6445 | 2157.0313 | 3000 |  | New |  | 0.11 | KG | [6 empty] | SHOP | SKID GAS | 362744
SOCKOLET, #3000, B16.11, A105 | ASME B16.11 |  |  |  | SOCKOLET | SOCKOLET | D | 4"x1/2" | 4"-PG-D-312-N |  | TYPE=OLET,SKEY=THSW |  | BV | 0 |  |  |  | mm | 114.3 | 4 | 3013.0898 | 10515.4959 | 2157.0313 | 3000 |  | New |  | 0.15 | KG | [6 empty] | SHOP | SKID GAS | 362750
PIPE, SEAMLESS, PE, SCH 160, B36.10, A106 Gr. B | ASTM A106 Gr. B |  |  |  | 1/2"-1-1/2" | PIPE, SEAMLESS | D | 1/2" | 4"-PG-D-312-N |  | TYPE=PIPE |  | PL |  |  |  |  | mm | 21.336 | 0.5 | 3010.8839 | 10518.6417 | 2009.0063 |  | 10S | New |  | 1.95 | KG | [6 empty] | SHOP | SKID GAS | 362766
Nozzle, flanged, RF, 600, ASME B16.5 | ASME B16.5 |  |  |  | Nozzle, flanged, 2" ND, RF, 600, ASME B16.5 | Nozzle, flanged |  | 2" |  |  |  |  | FL |  | RF |  |  | mm | 60.325 | 2 | 3010.8839 | 13771.5246 | 1255.9333 | 600 | [9 empty] | N-5 |  | SHOP | SKID GAS | 362798 |  | 31.75
FLANGE BLIND, RF, #600, B16.5, A105 | ASME B16.5 |  |  |  | FLANGE BLIND | FLANGE BLIND | D | 2" | 4"-PG-D-307-N |  | TYPE=FLANGE-BLIND,SKEY=FLBL |  | FL |  | RF |  |  | mm | 60.325 | 2 | 3010.8839 | 13771.5246 | 1255.9333 | 600 |  | New |  | 4.6 | KG | [6 empty] | SHOP | SKID GAS | 362803 |  | 1.25
PIPE, SEAMLESS, PE, SCH 160, B36.10, A106 Gr. B | ASTM A106 Gr. B |  |  |  | 1/2"-1-1/2" | PIPE, SEAMLESS | B | 1/2" | 1/2"-DO-B-507-N |  | TYPE=PIPE |  | PL |  |  |  |  | mm | 21.336 | 0.5 | 1209.3405 | 10011.1735 | 214.5756 |  | 10S | New |  | 1.95 | KG | [6 empty] | SHOP | SKID GAS | 362987
THREADOLET, 3000#, MSS SP-97 | MSS SP-97 |  |  |  | THREADOLET, 4"X3/4" ND, 3000 LB, BWXFPT, 1/2" LG, MSS SP-97 | Threadolet | D | 4"x3/4" | 4"-PG-D-306-N |  | TYPE=OLET,SKEY=THSC |  | BV | 0 |  |  |  | mm | 114.3 | 4 | 584.7026 | 12424.409 | 3329.4479 | 3000 |  | New |  | 0.16 | KG | [6 empty] | SHOP | SKID GAS | 362993
SOCKOLET, #3000, B16.11, A105 | ASME B16.11 |  |  |  | SOCKOLET | SOCKOLET | D | 3"x1/2" | 4"-PG-D-307-N |  | TYPE=OLET,SKEY=THSW |  | BV | 0 |  |  |  | mm | 88.9 | 3 | 1865.3837 | 12965.4201 | 354.8352 | 3000 |  | New |  | 0.15 | KG | [6 empty] | SHOP | SKID GAS | 363106
PIPE, SEAMLESS, PE, SCH 160, B36.10, A106 Gr. B | ASTM A106 Gr. B |  |  |  | 1/2"-1-1/2" | PIPE, SEAMLESS | D | 1/2" | 4"-PG-D-307-N |  | TYPE=PIPE |  | PL |  |  |  |  | mm | 21.336 | 0.5 | 1865.3837 | 12965.4201 | 294.5102 |  | 10S | New |  | 1.95 | KG | [6 empty] | SHOP | SKID GAS | 363112
ELL 90, SW, 3000#, B16.11, A105 | ASME B16.11 |  |  |  | ELL 90 SW | ELL 90 | D | 1/2" | 4"-PG-D-307-N |  | TYPE=ELBOW,SKEY=ELSW |  | SW | 0.38 |  |  |  | mm | 21.336 | 0.5 | 1865.3837 | 12965.4201 | 203.7622 | 3000 |  | New |  | 0.15 | KG | [6 empty] | SHOP | SKID GAS | 363118
PIPE, SEAMLESS, PE, SCH 160, B36.10, A106 Gr. B | ASTM A106 Gr. B |  |  |  | 1/2"-1-1/2" | PIPE, SEAMLESS | D | 1/2" | 4"-PG-D-307-N |  | TYPE=PIPE |  | PL |  |  |  |  | mm | 21.336 | 0.5 | 1865.3837 | 12949.6721 | 203.7622 |  | 10S | New |  | 1.95 | KG | [6 empty] | SHOP | SKID GAS | 363124
FLOATING BALL VALVE, NPT, 2500#, A216 Gr WCB | ASME B16.10 |  |  |  | BALL VALVE, LONG PATTERN, 1/2" ND, 1500 LB, FPT, ASME B16.10, 2 9/50" LG | Ball Valve | D | 1/2" | 4"-PG-D-307-N | Long Pattern | SKEY=VBSC,TYPE=VALVE |  | THDF | 0.38 |  |  |  | mm | 21.336 | 0.5 | 1865.3837 | 12874.6721 | 203.7622 | 1500 |  | New |  | 2.8 | KG |  |  |  |  | ?-? |  | SHOP | SKID GAS | 363130
PLUG, HEX HEAD, NPT, 3000#, B16.11, A105 | ASME B16.11 |  |  |  | PLUG HEX MPT | Plug, Hex Head | D | 1/2" | 4"-PG-D-307-N |  | TYPE=MISC-COMPONENT,SKEY=PL |  | THDM | 0 |  |  |  | mm | 22.352 | 0.5 | 1865.3837 | 12819.3001 | 203.7622 |  |  | New |  | 0.07 | KG | [6 empty] | SHOP | SKID GAS | 363136
ELL 90 LR, BW, SCH 80, B16.9, A234 WPB | ASME B16.9 |  |  |  | ELL 90 LR | ELL 90 LR | D | 4" | 4"-PG-D-326-HT |  | TYPE=ELBOW,SKEY=ELBW |  | BV | 0 |  |  |  | mm | 114.3 | 4 | 2130.2714 | 8213.8503 | 1141.606 |  |  | New |  | 5.4 | KG | [6 empty] | SHOP | SKID GAS | 363148
ELL 90 LR, BW, SCH 80, B16.9, A234 WPB | ASME B16.9 |  |  |  | ELL 90 LR | ELL 90 LR | D | 4" | 4"-PG-D-326-HT |  | TYPE=ELBOW,SKEY=ELBW |  | BV | 0 |  |  |  | mm | 114.3 | 4 | 2130.2714 | 8213.8503 | 354.8352 |  |  | New |  | 5.4 | KG | [6 empty] | SHOP | SKID GAS | 363164
PIPE, SEAMLESS, BE, SCH 80, B36.10, A106 Gr B | API 5L Gr. B |  |  |  | 3"-8" | PIPE, SEAMLESS | D | 4" | 4"-PG-D-326-HT |  | TYPE=PIPE |  | PL |  |  |  |  | mm | 114.3 | 4 | 2130.2714 | 8213.8503 | 507.2352 |  | STD | New |  | 22.32 | KG | [6 empty] | SHOP | SKID GAS | 363170
RED CONC, BW, SCH 80, B16.9, A234 WPB | ASME B16.9 |  |  |  | REDUCER CONC | REDUCER (CONC) | D | 4"x2" | 3"-PG-D-304-N |  | TYPE=REDUCER-CONCENTRIC,SKEY=RCBW |  | BV | 0 |  |  |  | mm | 114.3 | 4 | 2130.2714 | 9637.6989 | 354.8352 |  |  | New |  | 2.27 | KG | [6 empty] | SHOP | SKID GAS | 363180
Nozzle, threaded, ASME B16.11 | ASME B16.11 |  |  |  | Nozzle, threaded, 1" ND, ASME B16.11 | Nozzle, threaded |  | 1" |  |  |  |  | THDF | 10.16 | RF |  |  | mm | 33.401 | 1 | 236.7394 | 236.7394 | 6451.6 | 6000 | [9 empty] | N-3 |  | SHOP |  | 363283
Nozzle, threaded, ASME B16.11 | ASME B16.11 |  |  |  | Nozzle, threaded, 1" ND, ASME B16.11 | Nozzle, threaded |  | 1" |  |  |  |  | THDF | 10.16 | RF |  |  | mm | 33.401 | 1 | -236.7394 | 236.7394 | 1498.6 | 6000 | [9 empty] | N-4 |  | SHOP |  | 363298
Nozzle, threaded, ASME B16.11 | ASME B16.11 |  |  |  | Nozzle, threaded, 1" ND, ASME B16.11 | Nozzle, threaded |  | 1" |  |  |  |  | THDF | 10.16 | RF |  |  | mm | 33.401 | 1 | -236.7394 | -236.7394 | 990.6 | 6000 | [9 empty] | N-5 |  | SHOP |  | 363314
Nozzle, threaded, ASME B16.11 | ASME B16.11 |  |  |  | Nozzle, threaded, 1" ND, ASME B16.11 | Nozzle, threaded |  | 1" |  |  |  |  | THDF | 10.16 | RF |  |  | mm | 33.401 | 1 | 236.7394 | -236.7394 | 1346.2 | 6000 | [9 empty] | N-6 |  | SHOP |  | 363331
Nozzle, threaded, ASME B16.11 | ASME B16.11 |  |  |  | Nozzle, threaded, 1/2" ND, ASME B16.11 | Nozzle, threaded |  | 1/2" |  |  |  |  | THDF | 8.128 | RF |  |  | mm | 21.336 | 0.5 | -334.7999 | 0 | 914.4 | 6000 | [9 empty] | N-7 |  | SHOP |  | 363351
Nozzle, threaded, ASME B16.11 | ASME B16.11 |  |  |  | Nozzle, threaded, 1/2" ND, ASME B16.11 | Nozzle, threaded |  | 1/2" |  |  |  |  | THDF | 8.128 | RF |  |  | mm | 21.336 | 0.5 | -334.7999 | 0 | 1016 | 6000 | [9 empty] | N-8 |  | SHOP |  | 363372
Nozzle, threaded, ASME B16.11 | ASME B16.11 |  |  |  | Nozzle, threaded, 1" ND, ASME B16.11 | Nozzle, threaded |  | 1" |  |  |  |  | THDF | 10.16 | RF |  |  | mm | 33.401 | 1 | 236.7394 | -236.7394 | 381 | 6000 | [9 empty] | N-9 |  | SHOP |  | 363387
Nozzle, threaded, ASME B16.11 | ASME B16.11 |  |  |  | Nozzle, threaded, 1" ND, ASME B16.11 | Nozzle, threaded |  | 1" |  |  |  |  | THDF | 10.16 | RF |  |  | mm | 33.401 | 1 | 236.7394 | -236.7394 | 1803.4 | 6000 | [9 empty] | N-10 |  | SHOP |  | 363402
Nozzle, threaded, ASME B16.11 | ASME B16.11 |  |  |  | Nozzle, threaded, 3/4" ND, ASME B16.11 | Nozzle, threaded |  | 3/4" |  |  |  |  | THDF | 8.6106 | RF |  |  | mm | 26.67 | 0.75 | -334.7999 | 0 | 381 | 6000 | [9 empty] | N-11 |  | SHOP |  | 363419
Nozzle, threaded, ASME B16.11 | ASME B16.11 |  |  |  | Nozzle, threaded, 3/4" ND, ASME B16.11 | Nozzle, threaded |  | 3/4" |  |  |  |  | THDF | 8.6106 | RF |  |  | mm | 26.67 | 0.75 | -334.7999 | 0 | 787.4 | 6000 | [9 empty] | N-12 |  | SHOP |  | 363434
Nozzle, threaded, ASME B16.11 | ASME B16.11 |  |  |  | Nozzle, threaded, 2" ND, ASME B16.11 | Nozzle, threaded |  | 2" |  |  |  |  | THDF | 11.0744 | RF |  |  | mm | 60.325 | 2 | -236.7393 | -236.7393 | 533.4 | 6000 | [9 empty] | N-13 |  | SHOP |  | 363513
Nozzle, threaded, ASME B16.11 | ASME B16.11 |  |  |  | Nozzle, threaded, 2" ND, ASME B16.11 | Nozzle, threaded |  | 2" |  |  |  |  | THDF | 11.0744 | RF |  |  | mm | 60.325 | 2 | -236.7393 | 236.7393 | 533.4 | 6000 | [9 empty] | N-14 |  | SHOP |  | 363529
Nozzle, flanged, RF, 600, ASME B16.5 | ASME B16.5 |  |  |  | Nozzle, flanged, 4" ND, RF, 600, ASME B16.5 | Nozzle, flanged |  | 4" |  |  |  |  | FL |  | RF |  |  | mm | 114.3 | 4 | 77090.1632 | 13535.0129 | 438.198 | 600 | [9 empty] | N-4 |  | SHOP | RACK PRINCIPAL | 363802 |  | 44.45
FLANGE WN, RF, #600, SCH 80, B16.5, A105 | ASME B16.5 |  |  |  | FLANGE WN | FLANGE WN | D | 4" | 4"-PG-D-314-N |  | TYPE=FLANGE,SKEY=FLWN |  | FL |  | RF |  |  | mm | 114.3 | 4 | 71467.061 | 13287.2609 | 438.198 | 600 |  | New |  | 18.87 | KG | [6 empty] | SHOP | RACK PRINCIPAL | 363821 |  | 44.45
PIPE, SEAMLESS, BE, SCH 80, B36.10, A106 Gr B | API 5L Gr. B |  |  |  | 3"-8" | PIPE, SEAMLESS | D | 4" | 4"-PG-D-314-N |  | TYPE=PIPE |  | PL |  |  |  |  | mm | 114.3 | 4 | 71359.111 | 13287.2609 | 438.198 |  | STD | New |  | 22.32 | KG | [6 empty] | SHOP | RACK PRINCIPAL | 363827
ELL 90 LR, BW, SCH 80, B16.9, A234 WPB | ASME B16.9 |  |  |  | ELL 90 LR | ELL 90 LR | D | 4" | 4"-PG-D-314-N |  | TYPE=ELBOW,SKEY=ELBW |  | BV | 0 |  |  |  | mm | 114.3 | 4 | 70568.0198 | 13287.2609 | 438.198 |  |  | New |  | 5.4 | KG | [6 empty] | SHOP | RACK PRINCIPAL | 363837
ELL 90 LR, BW, SCH 40, B16.9, A234 WPB | ASME B16.9 |  |  |  | ELL 90 LR | ELL 90 LR | B | 4" | 6"-PG-B-336-N |  | TYPE=ELBOW,SKEY=ELBW |  | BV | 0 |  |  |  | mm | 114.3 | 4 | 72128.5259 | 11732.0489 | 438.198 |  |  | New |  | 3.9 | KG | [6 empty] | SHOP | RACK PRINCIPAL | 363843
PIPE, SEAMLESS, BE, SCH 40, B36.10, A106 Gr. B | API 5L Gr. B |  |  |  | 2"-24" | PIPE, SEAMLESS | B | 4" | 6"-PG-B-336-N |  | TYPE=PIPE |  | PL |  |  |  |  | mm | 114.3 | 4 | 72128.5259 | 11884.4489 | 438.198 |  | STD | New |  | 16.08 | KG | [6 empty] | SHOP | RACK PRINCIPAL | 363849
PIPE, SEAMLESS, BE, SCH 80, B36.10, A106 Gr B | API 5L Gr. B |  |  |  | 3"-8" | PIPE, SEAMLESS | D | 4" | 4"-PG-D-332-N |  | TYPE=PIPE |  | PL |  |  |  |  | mm | 114.3 | 4 | 79642.656 | 13603.3283 | 438.198 |  | STD | New |  | 22.32 | KG | [6 empty] | SHOP | RACK PRINCIPAL | 364508
FLANGE WN, RF, #600, SCH 80, B16.5, A105 | ASME B16.5 |  |  |  | FLANGE WN | FLANGE WN | D | 2" | 4"-PG-D-332-N |  | TYPE=FLANGE,SKEY=FLWN |  | FL |  | RF |  |  | mm | 60.325 | 2 | 81229.6992 | 13117.3812 | 438.198 | 600 |  | New |  | 4.5 | KG | [6 empty] | SHOP | RACK PRINCIPAL | 364520 |  | 31.75
FLANGE WN, RF, #600, SCH 80, B16.5, A105 | ASME B16.5 |  |  |  | FLANGE WN | FLANGE WN | D | 2" | 4"-PG-D-332-N |  | TYPE=FLANGE,SKEY=FLWN |  | FL |  | RF |  |  | mm | 60.325 | 2 | 80932.7986 | 13117.3812 | 438.198 | 600 |  | New |  | 4.5 | KG | [6 empty] | SHOP | RACK PRINCIPAL | 364588 |  | 31.75
GLOBE VALVE, RF, 600#, B16.10, A216 Gr WCB | ASME B16.10 |  |  |  | GLOBE VALVE #600 | Globe Valve | D | 2" | 4"-PG-D-332-N |  | SKEY=VGFL,TYPE=VALVE |  | FL | 0 | RF |  |  | mm | 60.325 | 2 | 80935.1989 | 13117.3812 | 438.198 | 600 |  | New |  | 57 | KG |  |  |  |  | ?-? |  | SHOP | RACK PRINCIPAL | 364622 |  | 31.75
TEE RED, BW, SCH 80, B16.9, A234 WPB | ASME B16.9 |  |  | TEE RED BW | TEE (RED), 4"X2" ND, BW, ASME B16.9 | Tee (red) | D | 4"x2" | 4"-PG-D-332-N |  | TYPE=TEE,SKEY=TEBW |  | BV | 0 |  |  |  | mm | 114.3 | 4 | 81385.4012 | 13603.3283 | 438.198 |  |  | New |  | 7 | KG | [6 empty] | SHOP | RACK PRINCIPAL | 364648
TEE RED, BW, SCH 80, B16.9, A234 WPB | ASME B16.9 |  |  | TEE RED BW | TEE (RED), 4"X2" ND, BW, ASME B16.9 | Tee (red) | D | 4"x2" | 4"-PG-D-332-N |  | TYPE=TEE,SKEY=TEBW |  | BV | 0 |  |  |  | mm | 114.3 | 4 | 80361.7046 | 13603.3283 | 438.198 |  |  | New |  | 7 | KG | [6 empty] | SHOP | RACK PRINCIPAL | 364658
ELL 90 LR, BW, SCH 80, B16.9, A234 WPB | ASME B16.9 |  |  |  | ELL 90 LR | ELL 90 LR | D | 2" | 4"-PG-D-332-N |  | TYPE=ELBOW,SKEY=ELBW |  | BV | 0 |  |  |  | mm | 60.325 | 2 | 81385.4012 | 13117.3812 | 438.198 |  |  | New |  | 0.94 | KG | [6 empty] | SHOP | RACK PRINCIPAL | 364668
PIPE, SEAMLESS, PE, SCH 160, B36.10, A106 Gr. B | ASTM A106 Gr. B |  |  |  | 1/2"-1-1/2" | PIPE, SEAMLESS | D | 2" | 4"-PG-D-332-N |  | TYPE=PIPE |  | PL |  |  |  |  | mm | 60.325 | 2 | 81385.4012 | 13193.5812 | 438.198 |  | 10S | New |  | 11.11 | KG | [6 empty] | SHOP | RACK PRINCIPAL | 364674
PIPE, SEAMLESS, BE, SCH 80, B36.10, A106 Gr B | API 5L Gr. B |  |  |  | 3"-8" | PIPE, SEAMLESS | D | 4" | 4"-PG-D-332-N |  | TYPE=PIPE |  | PL |  |  |  |  | mm | 114.3 | 4 | 80666.3526 | 13603.3283 | 438.198 |  | STD | New |  | 22.32 | KG | [6 empty] | SHOP | RACK PRINCIPAL | 364680
PIPE, SEAMLESS, PE, SCH 160, B36.10, A106 Gr. B | ASTM A106 Gr. B |  |  |  | 1/2"-1-1/2" | PIPE, SEAMLESS | D | 2" | 4"-PG-D-332-N |  | TYPE=PIPE |  | PL |  |  |  |  | mm | 60.325 | 2 | 80361.7046 | 13514.4283 | 438.198 |  | 10S | New |  | 11.11 | KG | [6 empty] | SHOP | RACK PRINCIPAL | 364694
ELL 90 LR, BW, SCH 80, B16.9, A234 WPB | ASME B16.9 |  |  |  | ELL 90 LR | ELL 90 LR | D | 2" | 4"-PG-D-332-N |  | TYPE=ELBOW,SKEY=ELBW |  | BV | 0 |  |  |  | mm | 60.325 | 2 | 80361.7046 | 13117.3812 | 438.198 |  |  | New |  | 0.94 | KG | [6 empty] | SHOP | RACK PRINCIPAL | 364701
PIPE, SEAMLESS, PE, SCH 160, B36.10, A106 Gr. B | ASTM A106 Gr. B |  |  |  | 1/2"-1-1/2" | PIPE, SEAMLESS | D | 2" | 4"-PG-D-332-N |  | TYPE=PIPE |  | PL |  |  |  |  | mm | 60.325 | 2 | 80437.9046 | 13117.3812 | 438.198 |  | 10S | New |  | 11.11 | KG | [6 empty] | SHOP | RACK PRINCIPAL | 364707
Control Valve, Globe, 600 LB, RF, ISA S75.03 | ISA S75.03 |  |  |  | CONTROL VALVE, GLOBE, 4" ND, 600 LB, RF, ISA S75.03, 15 1/2" LG | Control Valve, Globe | D | 4" | 4"-PG-D-332-N |  | TYPE=INSTRUMENT,SKEY=CVFL |  | FL |  | RF |  |  | mm | 114.3 | 4 | 80146.7063 | 13603.3283 | 438.198 | 600 |  | New | [7 empty] | ?-? |  | SHOP | RACK PRINCIPAL | 364745 |  | 44.45
FLANGE WN, RF, #600, SCH 80, B16.5, A105 | ASME B16.5 |  |  |  | FLANGE WN | FLANGE WN | D | 4" | 4"-PG-D-332-N |  | TYPE=FLANGE,SKEY=FLWN |  | FL |  | RF |  |  | mm | 114.3 | 4 | 80149.1066 | 13603.3283 | 438.198 | 600 |  | New |  | 18.87 | KG | [6 empty] | SHOP | RACK PRINCIPAL | 364753 |  | 44.45
FLANGE WN, RF, #600, SCH 80, B16.5, A105 | ASME B16.5 |  |  |  | FLANGE WN | FLANGE WN | D | 4" | 4"-PG-D-332-N |  | TYPE=FLANGE,SKEY=FLWN |  | FL |  | RF |  |  | mm | 114.3 | 4 | 79750.606 | 13603.3283 | 438.198 | 600 |  | New |  | 18.87 | KG | [6 empty] | SHOP | RACK PRINCIPAL | 364763 |  | 44.45
FLANGE WN, RF, #600, SCH 80, B16.5, A105 | ASME B16.5 |  |  |  | FLANGE WN | FLANGE WN | D | 4" | 4"-PG-D-332-N |  | TYPE=FLANGE,SKEY=FLWN |  | FL |  | RF |  |  | mm | 114.3 | 4 | 77744.1437 | 13603.3283 | 438.198 | 600 |  | New |  | 18.87 | KG | [6 empty] | SHOP | RACK PRINCIPAL | 364785 |  | 44.45
THREADOLET, 3000#, MSS SP-97 | MSS SP-97 |  |  |  | THREADOLET, 4"X1/2" ND, 3000 LB, BWXFPT, 1/2" LG, MSS SP-97 | Threadolet | D | 4"x1/2" | 4"-PG-D-332-N |  | TYPE=OLET,SKEY=THSC |  | BV | 0 |  |  |  | mm | 114.3 | 4 | 79492.656 | 13603.3283 | 438.198 | 3000 |  | New |  | 0.11 | KG | [6 empty] | SHOP | RACK PRINCIPAL | 364799
PIPE, SEAMLESS, BE, SCH 160, B36.10, A106 Gr. B | ASTM A106 Gr. B |  |  |  | PIPE BE 160 | PIPE, SEAMLESS | E | 2" | 3"-MUL-E-006-N |  | TYPE=PIPE |  | PL |  |  |  |  | mm | 60.325 | 2 | 24200.3671 | 4128.9366 | 759.8131 |  | 10S | New |  | 11.11 | KG | [6 empty] | SHOP | RACK PRINCIPAL | 364814
ELL 90 LR, BW, SCH 160, B16.9, A234 WPB | ASME B16.9 |  |  |  | ELL 90 LR | ELL 90 LR | E | 2" | 3"-MUL-E-006-N |  | TYPE=ELBOW,SKEY=ELBW |  | BV | 0 |  |  |  | mm | 60.325 | 2 | 24200.3671 | 4499.5766 | 759.8131 |  |  | New |  | 1.5 | KG | [6 empty] | SHOP | RACK PRINCIPAL | 364820
PIPE, SEAMLESS, BE, SCH 160, B36.10, A106 Gr. B | ASTM A106 Gr. B |  |  |  | PIPE BE 160 | PIPE, SEAMLESS | E | 2" | 3"-MUL-E-006-N |  | TYPE=PIPE |  | PL |  |  |  |  | mm | 60.325 | 2 | 24276.5671 | 4499.5766 | 759.8131 |  | 10S | New |  | 11.11 | KG | [6 empty] | SHOP | RACK PRINCIPAL | 364826
UNION, SW, 6000#, MSS-SP-83, A105 | MSS-SP-83 |  |  |  | UNION | UNION | E | 1/2" | 1/2"-MUL-E-010-N |  | TYPE=UNION,SKEY=UNSW |  | SW | 0.5 |  |  |  | mm | 21.336 | 0.5 | 16992.0285 | 2277.6022 | 352.7276 | 3000 |  | New |  | 0.35 | KG | [6 empty] | SHOP | RACK PRINCIPAL | 364885
PIPE, SEAMLESS, PE, SCH 160, B36.10, A106 Gr. B | ASTM A106 Gr. B |  |  |  | 1/2"-1-1/2" | PIPE, SEAMLESS | B | 1" | 1"-LIH-B-451-N |  | TYPE=PIPE |  | PL |  |  |  |  | mm | 33.401 | 1 | 81231.082 | 60833.2815 | 603.747 |  | 10S | New |  | 4.24 | KG | [6 empty] | SHOP | RACK PRINCIPAL | 364984
UNION, 3000#, SW, MSS-SP-83, A105 | MSS-SP-83 |  |  |  | UNION | UNION | B | 1" | 1"-LIH-B-451-N |  | TYPE=UNION,SKEY=UNSW |  | SW | 15.875 |  |  |  | mm | 33.401 | 1 | 81131.082 | 60833.2815 | 603.747 | 3000 |  | New |  | 0.78 | KG | [6 empty] | SHOP | RACK PRINCIPAL | 364990
PIPE, SEAMLESS, PE, SCH 160, B36.10, A106 Gr. B | ASTM A106 Gr. B |  |  |  | 1/2"-1-1/2" | PIPE, SEAMLESS | B | 1" | 1"-LIH-B-451-N |  | TYPE=PIPE |  | PL |  |  |  |  | mm | 33.401 | 1 | 81100.8814 | 60833.2815 | 603.747 |  | 10S | New |  | 4.24 | KG | [6 empty] | SHOP | RACK PRINCIPAL | 364996
PIPE, SEAMLESS, PE, SCH 160, B36.10, A106 Gr. B | ASTM A106 Gr. B |  |  |  | 1/2"-1-1/2" | PIPE, SEAMLESS | B | 1" | 1"-LIH-B-450-N |  | TYPE=PIPE |  | PL |  |  |  |  | mm | 33.401 | 1 | 81231.082 | 59833.2815 | 603.747 |  | 10S | New |  | 4.24 | KG | [6 empty] | SHOP | RACK PRINCIPAL | 365003
UNION, 3000#, SW, MSS-SP-83, A105 | MSS-SP-83 |  |  |  | UNION | UNION | B | 1" | 1"-LIH-B-450-N |  | TYPE=UNION,SKEY=UNSW |  | SW | 15.875 |  |  |  | mm | 33.401 | 1 | 81131.082 | 59833.2815 | 603.747 | 3000 |  | New |  | 0.78 | KG | [6 empty] | SHOP | RACK PRINCIPAL | 365009
PIPE, SEAMLESS, PE, SCH 160, B36.10, A106 Gr. B | ASTM A106 Gr. B |  |  |  | 1/2"-1-1/2" | PIPE, SEAMLESS | B | 1" | 1"-LIH-B-450-N |  | TYPE=PIPE |  | PL |  |  |  |  | mm | 33.401 | 1 | 81100.8814 | 59833.2815 | 603.747 |  | 10S | New |  | 4.24 | KG | [6 empty] | SHOP | RACK PRINCIPAL | 365015
PIPE, SEAMLESS, PE, SCH 160, B36.10, A106 Gr. B | ASTM A106 Gr. B |  |  |  | 1/2"-1-1/2" | PIPE, SEAMLESS | B | 1" | 1"-LIH-B-451-N |  | TYPE=PIPE |  | PL |  |  |  |  | mm | 33.401 | 1 | 82223.024 | 60833.2815 | 603.747 |  | 10S | New |  | 4.24 | KG | [6 empty] | SHOP | RACK PRINCIPAL | 365029
PIPE, SEAMLESS, PE, SCH 160, B36.10, A106 Gr. B | ASTM A106 Gr. B |  |  |  | 1/2"-1-1/2" | PIPE, SEAMLESS | B | 1" | 1"-LIH-B-450-N |  | TYPE=PIPE |  | PL |  |  |  |  | mm | 33.401 | 1 | 82215.9499 | 59833.2815 | 603.747 |  | 10S | New |  | 4.24 | KG | [6 empty] | SHOP | RACK PRINCIPAL | 365043
PIPE, SEAMLESS, PE, SCH 160, B36.10, A106 Gr. B | ASTM A106 Gr. B |  |  |  | 1/2"-1-1/2" | PIPE, SEAMLESS | B | 1/2" | 1/2"-MUL-E-010-N |  | TYPE=PIPE |  | PL |  |  |  |  | mm | 21.336 | 0.5 | 16992.0285 | 2277.6055 | 2124.6265 |  | 10S | New |  | 1.95 | KG | [6 empty] | SHOP | RACK PRINCIPAL | 365053
PIPE, SEAMLESS, PE, SCH 160, B36.10, A106 Gr. B | ASTM A106 Gr. B |  |  |  | 1/2"-1-1/2" | PIPE, SEAMLESS | B | 1" | 1"-R-B-615-N |  | TYPE=PIPE |  | PL |  |  |  |  | mm | 33.401 | 1 | 29405.4722 | 1401.8013 | 2165.0737 |  | 10S | New |  | 4.24 | KG | [6 empty] | SHOP | RACK PRINCIPAL | 365112
ELL 90, SW, 3000#, B16.11, A105 | ASME B16.11 |  |  |  | ELL 90 SW | ELL 90 | B | 1" | 1"-R-B-615-N |  | TYPE=ELBOW,SKEY=ELSW |  | SW | 12.7 |  |  |  | mm | 33.401 | 1 | 29389.6728 | 5434.6662 | 2180.8848 | 3000 |  | New |  | 0.38 | KG | [6 empty] | SHOP | RACK PRINCIPAL | 365118
PIPE, SEAMLESS, PE, SCH 160, B36.10, A106 Gr. B | ASTM A106 Gr. B |  |  |  | 1/2"-1-1/2" | PIPE, SEAMLESS | B | 1" | 1"-R-B-615-N |  | TYPE=PIPE |  | PL |  |  |  |  | mm | 33.401 | 1 | 29389.6728 | 5434.6662 | 2158.5328 |  | 10S | New |  | 4.24 | KG | [6 empty] | SHOP | RACK PRINCIPAL | 365124
PIPE, SEAMLESS, BE, SCH 40, B36.10, A106 Gr. B | API 5L Gr. B |  |  |  | 2"-24" | PIPE, SEAMLESS | B | 2" | 2"-LIH-B-431-N |  | TYPE=PIPE |  | PL |  |  |  |  | mm | 60.325 | 2 | 80978.5294 | 61347.5815 | 150.8505 |  | STD | New |  | 5.44 | KG | [6 empty] | SHOP | RACK PRINCIPAL | 365134
PIPE, SEAMLESS, PE, SCH 160, B36.10, A106 Gr. B | ASTM A106 Gr. B |  |  |  | 1/2"-1-1/2" | PIPE, SEAMLESS | B | 1" | 1"-LIH-B-447-N |  | TYPE=PIPE |  | PL |  |  |  |  | mm | 33.401 | 1 | 80978.5294 | 60855.6335 | 603.747 |  | 10S | New |  | 4.24 | KG | [6 empty] | SHOP | RACK PRINCIPAL | 365144
PIPE, SEAMLESS, BE, SCH 40, B36.10, A106 Gr. B | API 5L Gr. B |  |  |  | 2"-24" | PIPE, SEAMLESS | B | 3" | 3"-LIH-B-426-N |  | TYPE=PIPE |  | PL |  |  |  |  | mm | 88.9 | 3 | 81128.5294 | 60924.24 | 178.6 |  | STD | New |  | 11.29 | KG | [6 empty] | SHOP | RACK PRINCIPAL | 365154
PIPE, SEAMLESS, BE, SCH 40, B36.10, A106 Gr. B | API 5L Gr. B |  |  |  | 2"-24" | PIPE, SEAMLESS | B | 2" | 2"-LIH-B-413-N |  | TYPE=PIPE |  | PL |  |  |  |  | mm | 60.325 | 2 | 56116.6122 | 8616.5943 | 493.4996 |  | STD | New |  | 5.44 | KG | [6 empty] | SHOP | RACK PRINCIPAL | 365164
PIPE, SEAMLESS, BE, SCH 40, B36.10, A106 Gr. B | API 5L Gr. B |  |  |  | 2"-24" | PIPE, SEAMLESS | B | 2" | 2"-LIH-B-413-N |  | TYPE=PIPE |  | PL |  |  |  |  | mm | 60.325 | 2 | 56040.4122 | 8616.5943 | 64.3 |  | STD | New |  | 5.44 | KG | [6 empty] | SHOP | RACK PRINCIPAL | 365174
ELL 90 LR, BW, SCH 40, B16.9, A234 WPB | ASME B16.9 |  |  |  | ELL 90 LR | ELL 90 LR | B | 2" | 2"-LIH-B-413-N |  | TYPE=ELBOW,SKEY=ELBW |  | BV | 0 |  |  |  | mm | 60.325 | 2 | 54913.3483 | 8616.5943 | 64.3 |  |  | New |  | 0.65 | KG | [6 empty] | SHOP | RACK PRINCIPAL | 365180
PIPE, SEAMLESS, BE, SCH 40, B36.10, A106 Gr. B | API 5L Gr. B |  |  |  | 2"-24" | PIPE, SEAMLESS | B | 2" | 2"-LIH-B-413-N |  | TYPE=PIPE |  | PL |  |  |  |  | mm | 60.325 | 2 | 54913.3483 | 8540.3943 | 64.3 |  | STD | New |  | 5.44 | KG | [6 empty] | SHOP | RACK PRINCIPAL | 365186
TEE, SW, 3000#, B16.11, A105 | ASME B16.11 |  |  |  | TEE RED SW | Tee | B | 1 1/2" | 1 1/2"-LIH-B-421-N |  | TYPE=TEE,SKEY=TESW |  | SW | 12.7 |  |  |  | mm | 48.26 | 1.5 | 59095.5683 | 6020.0038 | 148.13 | 3000 |  | New |  |  | KG | [6 empty] | SHOP | RACK PRINCIPAL | 365192
PIPE, SEAMLESS, PE, SCH 160, B36.10, A106 Gr. B | ASTM A106 Gr. B |  |  |  | 1/2"-1-1/2" | PIPE, SEAMLESS | B | 1 1/2" | 1 1/2"-LIH-B-421-N |  | TYPE=PIPE |  | PL |  |  |  |  | mm | 48.26 | 1.5 | 59095.5683 | 6051.7538 | 148.13 |  | 10S | New |  | 7.25 | KG | [6 empty] | SHOP | RACK PRINCIPAL | 365194
TEE, SW, 3000#, B16.11, A105 | ASME B16.11 |  |  |  | TEE RED SW | Tee | B | 1 1/2" | 1 1/2"-LIH-B-421-N |  | TYPE=TEE,SKEY=TESW |  | SW | 12.7 |  |  |  | mm | 48.26 | 1.5 | 59095.5683 | 7020.0005 | 148.13 | 3000 |  | New |  |  | KG | [6 empty] | SHOP | RACK PRINCIPAL | 365215
ELL 90, SW, 3000#, B16.11, A105 | ASME B16.11 |  |  |  | ELL 90 SW | ELL 90 | B | 1 1/2" | 1 1/2"-LIH-B-418-N |  | TYPE=ELBOW,SKEY=ELSW |  | SW | 12.7 |  |  |  | mm | 48.26 | 1.5 | 59095.5683 | 6020.0038 | 361.63 | 3000 |  | New |  | 0.96 | KG | [6 empty] | SHOP | RACK PRINCIPAL | 365243
ELL 90, SW, 3000#, B16.11, A105 | ASME B16.11 |  |  |  | ELL 90 SW | ELL 90 | B | 1 1/2" | 1 1/2"-LIH-B-416-N |  | TYPE=ELBOW,SKEY=ELSW |  | SW | 12.7 |  |  |  | mm | 48.26 | 1.5 | 59095.5683 | 7020.0005 | 361.63 | 3000 |  | New |  | 0.96 | KG | [6 empty] | SHOP | RACK PRINCIPAL | 365255
PIPE, SEAMLESS, PE, SCH 160, B36.10, A106 Gr. B | ASTM A106 Gr. B |  |  |  | 1/2"-1-1/2" | PIPE, SEAMLESS | B | 1 1/2" | 1 1/2"-LIH-B-418-N |  | TYPE=PIPE |  | PL |  |  |  |  | mm | 48.26 | 1.5 | 59063.8183 | 6020.0038 | 361.63 |  | 10S | New |  | 7.25 | KG | [6 empty] | SHOP | RACK PRINCIPAL | 365261
PIPE, SEAMLESS, PE, SCH 160, B36.10, A106 Gr. B | ASTM A106 Gr. B |  |  |  | 1/2"-1-1/2" | PIPE, SEAMLESS | B | 1 1/2" | 1 1/2"-LIH-B-416-N |  | TYPE=PIPE |  | PL |  |  |  |  | mm | 48.26 | 1.5 | 59063.8183 | 7020.0005 | 361.63 |  | 10S | New |  | 7.25 | KG | [6 empty] | SHOP | RACK PRINCIPAL | 365267
ELL 45, SW, 3000#, B16.11, A105 | ASME B16.11 |  |  |  | ELL 45 SW | ELL 45 | B | 1 1/2" | 1 1/2"-LIH-B-418-N |  | TYPE=ELBOW,SKEY=ELSW |  | SW | 12.7 |  |  |  | mm | 48.26 | 1.5 | 58893.2443 | 6020.0038 | 361.63 | 3000 |  | New |  | 0.86 | KG | [6 empty] | SHOP | RACK PRINCIPAL | 365273
ELL 45, SW, 3000#, B16.11, A105 | ASME B16.11 |  |  |  | ELL 45 SW | ELL 45 | B | 1 1/2" | 1 1/2"-LIH-B-416-N |  | TYPE=ELBOW,SKEY=ELSW |  | SW | 12.7 |  |  |  | mm | 48.26 | 1.5 | 58893.2443 | 7020.0005 | 361.63 | 3000 |  | New |  | 0.86 | KG | [6 empty] | SHOP | RACK PRINCIPAL | 365279
PIPE, SEAMLESS, PE, SCH 160, B36.10, A106 Gr. B | ASTM A106 Gr. B |  |  |  | 1/2"-1-1/2" | PIPE, SEAMLESS | B | 1 1/2" | 1 1/2"-LIH-B-416-N |  | TYPE=PIPE |  | PL |  |  |  |  | mm | 48.26 | 1.5 | 57168.7015 | 7020.0005 | 64.3 |  | 10S | New |  | 7.25 | KG | [6 empty] | SHOP | RACK PRINCIPAL | 365291
PIPE, SEAMLESS, PE, SCH 160, B36.10, A106 Gr. B | ASTM A106 Gr. B |  |  |  | 1/2"-1-1/2" | PIPE, SEAMLESS | B | 1 1/2" | 1 1/2"-LIH-B-416-N |  | TYPE=PIPE |  | PL |  |  |  |  | mm | 48.26 | 1.5 | 58878.6962 | 7020.0005 | 347.082 |  | 10S | New |  | 7.25 | KG | [6 empty] | SHOP | RACK PRINCIPAL | 365302
ELL 45, SW, 3000#, B16.11, A105 | ASME B16.11 |  |  |  | ELL 45 SW | ELL 45 | B | 1 1/2" | 1 1/2"-LIH-B-416-N |  | TYPE=ELBOW,SKEY=ELSW |  | SW | 12.7 |  |  |  | mm | 48.26 | 1.5 | 58595.9143 | 7020.0005 | 64.3 | 3000 |  | New |  | 0.86 | KG | [6 empty] | SHOP | RACK PRINCIPAL | 365308
PIPE, SEAMLESS, PE, SCH 160, B36.10, A106 Gr. B | ASTM A106 Gr. B |  |  |  | 1/2"-1-1/2" | PIPE, SEAMLESS | B | 1 1/2" | 1 1/2"-LIH-B-418-N |  | TYPE=PIPE |  | PL |  |  |  |  | mm | 48.26 | 1.5 | 58878.6962 | 6020.0038 | 347.082 |  | 10S | New |  | 7.25 | KG | [6 empty] | SHOP | RACK PRINCIPAL | 365320
ELL 45, SW, 3000#, B16.11, A105 | ASME B16.11 |  |  |  | ELL 45 SW | ELL 45 | B | 1 1/2" | 1 1/2"-LIH-B-418-N |  | TYPE=ELBOW,SKEY=ELSW |  | SW | 12.7 |  |  |  | mm | 48.26 | 1.5 | 58595.9143 | 6020.0038 | 64.3 | 3000 |  | New |  | 0.86 | KG | [6 empty] | SHOP | RACK PRINCIPAL | 365326
PIPE, SEAMLESS, PE, SCH 160, B36.10, A106 Gr. B | ASTM A106 Gr. B |  |  |  | 1/2"-1-1/2" | PIPE, SEAMLESS | B | 1 1/2" | 1 1/2"-LIH-B-418-N |  | TYPE=PIPE |  | PL |  |  |  |  | mm | 48.26 | 1.5 | 57168.7015 | 6020.0005 | 64.3 |  | 10S | New |  | 7.25 | KG | [6 empty] | SHOP | RACK PRINCIPAL | 365337
PIPE, SEAMLESS, PE, SCH 160, B36.10, A106 Gr. B | ASTM A106 Gr. B |  |  |  | 1/2"-1-1/2" | PIPE, SEAMLESS | B | 1 1/2" | 1 1/2"-LIH-B-418-N |  | TYPE=PIPE |  | PL |  |  |  |  | mm | 48.26 | 1.5 | 59095.5683 | 6020.0038 | 329.88 |  | 10S | New |  | 7.25 | KG | [6 empty] | SHOP | RACK PRINCIPAL | 365353
PIPE, SEAMLESS, PE, SCH 160, B36.10, A106 Gr. B | ASTM A106 Gr. B |  |  |  | 1/2"-1-1/2" | PIPE, SEAMLESS | B | 1 1/2" | 1 1/2"-LIH-B-416-N |  | TYPE=PIPE |  | PL |  |  |  |  | mm | 48.26 | 1.5 | 59095.5683 | 7020.0005 | 329.88 |  | 10S | New |  | 7.25 | KG | [6 empty] | SHOP | RACK PRINCIPAL | 365363
PIPE, SEAMLESS, PE, SCH 160, B36.10, A106 Gr. B | ASTM A106 Gr. B |  |  |  | 1/2"-1-1/2" | PIPE, SEAMLESS | B | 1 1/2" | 1 1/2"-LIH-B-421-N |  | TYPE=PIPE |  | PL |  |  |  |  | mm | 48.26 | 1.5 | 59095.5683 | 7051.7505 | 148.13 |  | 10S | New |  | 7.25 | KG | [6 empty] | SHOP | RACK PRINCIPAL | 365379
FLANGE WN, #150, RF, SCH 40, B16.5, A105 | ASME B16.5 |  |  |  | FLANGE WN | FLANGE WN | B | 3" | 6"-R-B-617-N |  | TYPE=FLANGE,SKEY=FLWN |  | FL |  | RF |  |  | mm | 88.9 | 3 | 80.0028 | 2863.4494 | 3368.9431 | 150 |  | New |  | 4.97 | KG | [6 empty] | SHOP | SKID GAS | 365813 |  | 0.94
PIPE, SEAMLESS, BE, SCH 40, B36.10, A106 Gr. B | API 5L Gr. B |  |  |  | 2"-24" | PIPE, SEAMLESS | B | 3" | 3"-R-B-616-N |  | TYPE=PIPE |  | PL |  |  |  |  | mm | 88.9 | 3 | 80.0028 | 2863.4494 | 3441.9681 |  | STD | New |  | 11.29 | KG | [6 empty] | SHOP | SKID GAS | 365823
FLANGE WN, #150, RF, SCH 40, B16.5, A105 | ASME B16.5 |  |  |  | FLANGE WN | FLANGE WN | B | 3" | 3"-R-B-616-N |  | TYPE=FLANGE,SKEY=FLWN |  | FL |  | RF |  |  | mm | 88.9 | 3 | 80.0028 | 2863.4494 | 3371.3434 | 150 |  | New |  | 4.97 | KG | [6 empty] | SHOP | SKID GAS | 365829 |  | 0.94
Nozzle, ASME B36.10 | ASME B36.10 |  |  |  | Nozzle, 3/4" ND, ASME B36.10 | Nozzle |  | 3/4" |  |  |  |  | PL | 0 | RF |  |  | mm | 26.67 | 0.75 | 4035.7109 | 7003.5273 | 4845.9503 | 300 | [9 empty] | N-9 |  | SHOP |  | 366104
Nozzle, ASME B36.10 | ASME B36.10 |  |  |  | Nozzle, 1/2" ND, ASME B36.10 | Nozzle |  | 1/2" |  |  |  |  | PL | 0 | RF |  |  | mm | 21.336 | 0.5 | 3600.4036 | 5469.5273 | 5965.9217 | 300 | [9 empty] | N-12 |  | SHOP |  | 366105
Nozzle, manway |  |  |  |  | Nozzle, manway (D=16") | Nozzle, manway |  | 16" |  |  |  |  | BV | 0 | RF |  |  | mm | 406.4 | 16 | 4175.14 | 5936.5273 | 5326.3216 | 300 | [9 empty] | N-10 |  | SHOP |  | 366106
Nozzle, ASME B36.10 | ASME B36.10 |  |  |  | Nozzle, 1/2" ND, ASME B36.10 | Nozzle |  | 1/2" |  |  |  |  | PL | 0 | RF |  |  | mm | 21.336 | 0.5 | 3600.4036 | 4769.5273 | 5965.9217 | 300 | [9 empty] | N-13 |  | SHOP |  | 366107
Nozzle, ASME B36.10 | ASME B36.10 |  |  |  | Nozzle, 3/4" ND, ASME B36.10 | Nozzle |  | 3/4" |  |  |  |  | PL | 0 | RF |  |  | mm | 26.67 | 0.75 | 4240.0037 | 5098.5273 | 5326.3216 | 300 | [9 empty] | N-11 |  | SHOP |  | 366108
Nozzle, flanged, RF, 150, ASME B16.5 | ASME B16.5 |  |  |  | Nozzle, flanged, 6" ND, RF, 150, ASME B16.5 | Nozzle, flanged |  | 6" |  |  |  |  | FL |  | RF |  |  | mm | 168.275 | 6 | 3600.4036 | 7917.5273 | 6139.1217 | 150 | [9 empty] | N-2 |  | SHOP |  | 366110 |  | 25.4
Nozzle, ASME B36.10 | ASME B36.10 |  |  |  | Nozzle, 3/4" ND, ASME B36.10 | Nozzle |  | 3/4" |  |  |  |  | PL | 0 | RF |  |  | mm | 26.67 | 0.75 | 4226.6824 | 7003.5273 | 5453.0646 | 300 | [9 empty] | N-8 |  | SHOP |  | 366111
Nozzle, flanged, RF, 150, ASME B16.5 | ASME B16.5 |  |  |  | Nozzle, flanged, 6" ND, RF, 150, ASME B16.5 | Nozzle, flanged |  | 6" |  |  |  |  | FL |  | RF |  |  | mm | 168.275 | 6 | 3600.4036 | 3256.5875 | 5656.3216 | 150 | [9 empty] | N-1 |  | SHOP |  | 366112 |  | 25.4
Nozzle, threaded, ASME B16.11 | ASME B16.11 |  |  |  | Nozzle, threaded, 1" ND, ASME B16.11 | Nozzle, threaded |  | 1" |  |  |  |  | THDF | 10.16 | RF |  |  | mm | 33.401 | 1 | 3600.4036 | 4107.5273 | 5965.9216 | 3000 | [9 empty] | N-3 |  | SHOP |  | 366188
Nozzle, threaded, ASME B16.11 | ASME B16.11 |  |  |  | Nozzle, threaded, 1" ND, ASME B16.11 | Nozzle, threaded |  | 1" |  |  |  |  | THDF | 10.16 | RF |  |  | mm | 33.401 | 1 | 3600.4036 | 4000.5273 | 4686.7216 | 3000 | [9 empty] | N-4 |  | SHOP |  | 366203
Nozzle, threaded, ASME B16.11 | ASME B16.11 |  |  |  | Nozzle, threaded, 2" ND, ASME B16.11 | Nozzle, threaded |  | 2" |  |  |  |  | THDF | 11.0744 | RF |  |  | mm | 60.325 | 2 | 3600.4036 | 7155.5273 | 4686.7216 | 3000 | [9 empty] | N-5 |  | SHOP |  | 366218
Nozzle, threaded, ASME B16.11 | ASME B16.11 |  |  |  | Nozzle, threaded, 2" ND, ASME B16.11 | Nozzle, threaded |  | 2" |  |  |  |  | THDF | 11.0744 | RF |  |  | mm | 60.325 | 2 | 4118.6567 | 7455.5273 | 5691.2008 | 3000 | [9 empty] | N-6 |  | SHOP |  | 366226
Nozzle, threaded, ASME B16.11 | ASME B16.11 |  |  |  | Nozzle, threaded, 2" ND, ASME B16.11 | Nozzle, threaded |  | 2" |  |  |  |  | THDF | 11.0744 | RF |  |  | mm | 60.325 | 2 | 3997.2701 | 7455.5273 | 4839.4734 | 3000 | [9 empty] | N-7 |  | SHOP |  | 366267
PIPE, SEAMLESS, PE, SCH 160, B36.10, A106 Gr. B | ASTM A106 Gr. B |  |  |  | 1/2"-1-1/2" | PIPE, SEAMLESS | B | 1 1/2" | 1 1/2"-LIH-B-421-N |  | TYPE=PIPE |  | PL |  |  |  |  | mm | 48.26 | 1.5 | 85878.497 | 23485.283 | 148.13 |  | 10S | New |  | 7.25 | KG | [6 empty] | SHOP | RACK PRINCIPAL | 366414
COUPLING, SW, 6000#, B16.11, A105 | ASME B16.11 |  |  |  | COUPLING SW | COUPLING | B | 1 1/2" | 1 1/2"-LIH-B-421-N |  | TYPE=COUPLING,SKEY=COSW |  | SW | 19.05 |  |  |  | mm | 48.26 | 1.5 | 85878.497 | 29485.283 | 148.13 | 6000 |  | New |  | 0.86 | KG | [6 empty] | SHOP | RACK PRINCIPAL | 366420
PIPE, SEAMLESS, PE, SCH 160, B36.10, A106 Gr. B | ASTM A106 Gr. B |  |  |  | 1/2"-1-1/2" | PIPE, SEAMLESS | B | 1 1/2" | 1 1/2"-LIH-B-421-N |  | TYPE=PIPE |  | PL |  |  |  |  | mm | 48.26 | 1.5 | 85878.497 | 29501.158 | 148.13 |  | 10S | New |  | 7.25 | KG | [6 empty] | SHOP | RACK PRINCIPAL | 366426
PIPE, SEAMLESS, PE, SCH 160, B36.10, A106 Gr. B | ASTM A106 Gr. B |  |  |  | 1/2"-1-1/2" | PIPE, SEAMLESS | B | 1" | 1"-DO-B-509-N |  | TYPE=PIPE |  | PL |  |  |  |  | mm | 33.401 | 1 | 86066.497 | 29303.76 | 140.7005 |  | 10S | New |  | 4.24 | KG | [6 empty] | SHOP | RACK PRINCIPAL | 366438
COUPLING, SW, 6000#, B16.11, A105 | ASME B16.11 |  |  |  | COUPLING SW | COUPLING | B | 1 1/2" | 1 1/2"-LIH-B-421-N |  | TYPE=COUPLING,SKEY=COSW |  | SW | 19.05 |  |  |  | mm | 48.26 | 1.5 | 85878.497 | 35501.158 | 148.13 | 6000 |  | New |  | 0.86 | KG | [6 empty] | SHOP | RACK PRINCIPAL | 366444
COUPLING, SW, 6000#, B16.11, A105 | ASME B16.11 |  |  |  | COUPLING SW | COUPLING | B | 1" | 1"-DO-B-509-N |  | TYPE=COUPLING,SKEY=COSW |  | SW | 15.875 |  |  |  | mm | 33.401 | 1 | 86066.497 | 35303.76 | 140.7005 | 6000 |  | New |  | 0.34 | KG | [6 empty] | SHOP | RACK PRINCIPAL | 366450
PIPE, SEAMLESS, PE, SCH 160, B36.10, A106 Gr. B | ASTM A106 Gr. B |  |  |  | 1/2"-1-1/2" | PIPE, SEAMLESS | B | 1 1/2" | 1 1/2"-LIH-B-421-N |  | TYPE=PIPE |  | PL |  |  |  |  | mm | 48.26 | 1.5 | 85878.497 | 35517.033 | 148.13 |  | 10S | New |  | 7.25 | KG | [6 empty] | SHOP | RACK PRINCIPAL | 366466
PIPE, SEAMLESS, PE, SCH 160, B36.10, A106 Gr. B | ASTM A106 Gr. B |  |  |  | 1/2"-1-1/2" | PIPE, SEAMLESS | B | 1" | 1"-DO-B-509-N |  | TYPE=PIPE |  | PL |  |  |  |  | mm | 33.401 | 1 | 86066.497 | 35319.635 | 140.7005 |  | 10S | New |  | 4.24 | KG | [6 empty] | SHOP | RACK PRINCIPAL | 366476
PIPE, SEAMLESS, BE, SCH 40, B36.10, A106 Gr. B | API 5L Gr. B |  |  |  | 2"-24" | PIPE, SEAMLESS | B | 6" | 6"-PG-B-336-N |  | TYPE=PIPE |  | PL |  |  |  |  | mm | 168.275 | 6 | 60082.2019 | 10296.7161 | 1987.6067 |  | STD | New |  | 28.26 | KG | [6 empty] | SHOP | RACK PRINCIPAL | 366530
THREADOLET, 3000#, MSS SP-97 | MSS SP-97 |  |  |  | THREADOLET, 4"X2" ND, 3000 LB, BWXFPT, 13/16" LG, MSS SP-97 | Threadolet | D | 4"x2" | 4"-PG-D-332-N |  | TYPE=OLET,SKEY=THSC |  | BV | 0 |  |  |  | mm | 114.3 | 4 | 817.5287 | -216.7033 | 346.4946 | 3000 |  | New |  | 0.79 | KG | [6 empty] | SHOP |  | 366606
Nozzle, threaded, ASME B16.11 | ASME B16.11 |  |  |  | Nozzle, threaded, 1" ND, ASME B16.11 | Nozzle, threaded |  | 1" |  |  |  |  | THDF | 10.16 | RF |  |  | mm | 33.401 | 1 | 267.2419 | 388.3711 | 649.4579 | 6000 | [9 empty] | N-4 |  | SHOP |  | 366610
Nozzle, threaded, ASME B16.11 | ASME B16.11 |  |  |  | Nozzle, threaded, 1" ND, ASME B16.11 | Nozzle, threaded |  | 1" |  |  |  |  | THDF | 10.16 | RF |  |  | mm | 33.401 | 1 | 947.5287 | 388.3711 | 240.8579 | 6000 | [9 empty] | N-12 |  | SHOP |  | 366619
Nozzle, threaded, ASME B16.11 | ASME B16.11 |  |  |  | Nozzle, threaded, 1/2" ND, ASME B16.11 | Nozzle, threaded |  | 1/2" |  |  |  |  | THDF | 8.128 | RF |  |  | mm | 21.336 | 0.5 | 709.5287 | 388.3711 | 758.0579 | 6000 |  | New | [7 empty] | N-13 |  | SHOP |  | 366621
PIPE, SEAMLESS, BE, SCH XS, B36.10, A106 Gr B | API 5L Gr. B |  |  |  | 3"-8" | PIPE, SEAMLESS | D | 4" | 4"-PG-D-332-N |  | TYPE=PIPE |  | PL |  |  |  |  | mm | 114.3 | 4 | 817.5287 | -216.7033 | 765.5946 |  | STD | New |  | 22.32 | KG | [6 empty] | SHOP |  | 366623
Nozzle, threaded, ASME B16.11 | ASME B16.11 |  |  |  | Nozzle, threaded, 3/4" ND, ASME B16.11 | Nozzle, threaded |  | 3/4" |  |  |  |  | THDF | 8.6106 | RF |  |  | mm | 26.67 | 0.75 | 510.5287 | 196.7265 | 661.1025 | 6000 | [9 empty] | N-6 |  | SHOP |  | 366624
Nozzle, threaded, ASME B16.11 | ASME B16.11 |  |  |  | Nozzle, threaded, 1" ND, ASME B16.11 | Nozzle, threaded |  | 1" |  |  |  |  | THDF | 10.16 | RF |  |  | mm | 33.401 | 1 | 910.5287 | 388.3711 | 758.0578 | 6000 | [9 empty] | N-1 |  | SHOP |  | 366627
Nozzle, threaded, ASME B16.11 | ASME B16.11 |  |  |  | Nozzle, threaded, 2" ND, ASME B16.11 | Nozzle, threaded |  | 2" |  |  |  |  | THDF | 11.0744 | RF |  |  | mm | 60.325 | 2 | 817.5287 | 168.4883 | 346.4946 | 6000 | [9 empty] | N-7 |  | SHOP |  | 366630
Nozzle, threaded, ASME B16.11 | ASME B16.11 |  |  |  | Nozzle, threaded, 3/4" ND, ASME B16.11 | Nozzle, threaded |  | 3/4" |  |  |  |  | THDF | 8.6106 | RF |  |  | mm | 26.67 | 0.75 | 610.5287 | 207.6308 | 319.3186 | 6000 | [9 empty] | N-9 |  | SHOP |  | 366631
PIPE, SEAMLESS, BE, SCH XS, B36.10, A106 Gr B | API 5L Gr. B |  |  |  | 3"-8" | PIPE, SEAMLESS | D | 4" | 4"-PG-D-332-N |  | TYPE=PIPE |  | PL |  |  |  |  | mm | 114.3 | 4 | 817.5287 | -216.7033 | 441.3424 |  | STD | New |  | 22.32 | KG | [6 empty] | SHOP |  | 366632
FLANGE WN, #150, RF, SCH STD, B16.5, A105 | ASME B16.5 |  |  |  | WN 2"-24" | FLANGE WN | B | 4" | 4"-PG-D-332-N |  | TYPE=FLANGE,SKEY=FLWN |  | FL |  | RF |  |  | mm | 114.3 | 4 | 817.5287 | -216.7033 | 519.9427 | 150 |  | New |  | 7.12 | KG | [6 empty] | SHOP |  | 366634 |  | 23.876
FLANGE WN, #150, RF, SCH STD, B16.5, A105 | ASME B16.5 |  |  |  | WN 2"-24" | FLANGE WN | B | 4" | 4"-PG-D-332-N |  | TYPE=FLANGE,SKEY=FLWN |  | FL |  | RF |  |  | mm | 114.3 | 4 | 817.5287 | -216.7033 | 517.5424 | 150 |  | New |  | 7.12 | KG | [6 empty] | SHOP |  | 366637 |  | 23.876
Nozzle, threaded, ASME B16.11 | ASME B16.11 |  |  |  | Nozzle, threaded, 3/4" ND, ASME B16.11 | Nozzle, threaded |  | 3/4" |  |  |  |  | THDF | 8.6106 | RF |  |  | mm | 26.67 | 0.75 | 1025.5287 | 143.5574 | 577.6437 | 6000 | [9 empty] | N-10 |  | SHOP |  | 366642
Nozzle, threaded, ASME B16.11 | ASME B16.11 |  |  |  | Nozzle, threaded, 1" ND, ASME B16.11 | Nozzle, threaded |  | 1" |  |  |  |  | THDF | 10.16 | RF |  |  | mm | 33.401 | 1 | 1051.5287 | 388.3711 | 240.8579 | 6000 | [9 empty] | N-5 |  | SHOP |  | 366644
Nozzle, threaded, ASME B16.11 | ASME B16.11 |  |  |  | Nozzle, threaded, 3/4" ND, ASME B16.11 | Nozzle, threaded |  | 3/4" |  |  |  |  | THDF | 8.6106 | RF |  |  | mm | 26.67 | 0.75 | 610.5287 | 134.7666 | 546.9865 | 6000 | [9 empty] | N-8 |  | SHOP |  | 366651
CAP, BW, SCH XS, B16.9, A234 WPB | ASME B16.9 |  |  |  | CAP BW | CAP | D | 4" | 4"-PG-D-332-N |  | TYPE=CAP,SKEY=KABW |  | BV | 0 |  |  |  | mm | 114.3 | 4 | 817.5287 | -216.7033 | 276.6446 |  |  | New |  | 2 | KG | [6 empty] | SHOP |  | 366654
Nozzle, threaded, ASME B16.11 | ASME B16.11 |  |  |  | Nozzle, threaded, 1" ND, ASME B16.11 | Nozzle, threaded |  | 1" |  |  |  |  | THDF | 10.16 | RF |  |  | mm | 33.401 | 1 | 818.5287 | 388.3711 | 758.0578 | 6000 | [9 empty] | N-2 |  | SHOP |  | 366665
Nozzle, threaded, ASME B16.11 | ASME B16.11 |  |  |  | Nozzle, threaded, 3/4" ND, ASME B16.11 | Nozzle, threaded |  | 3/4" |  |  |  |  | THDF | 8.6106 | RF |  |  | mm | 26.67 | 0.75 | 1025.5287 | 143.5574 | 421.2721 | 6000 | [9 empty] | N-11 |  | SHOP |  | 366667
Nozzle, threaded, ASME B16.11 | ASME B16.11 |  |  |  | Nozzle, threaded, 1" ND, ASME B16.11 | Nozzle, threaded |  | 1" |  |  |  |  | THDF | 10.16 | RF |  |  | mm | 33.401 | 1 | 1110.5287 | 388.3711 | 758.0578 | 6000 | [9 empty] | N-3 |  | SHOP |  | 366669
CAP, BW, SCH XS, B16.9, A234 WPB | ASME B16.9 |  |  |  | CAP BW | CAP | D | 4" | 4"-PG-D-332-N |  | TYPE=CAP,SKEY=KABW |  | BV | 0 |  |  |  | mm | 114.3 | 4 | 817.5287 | -216.7033 | 765.5946 |  |  | New |  | 2 | KG | [6 empty] | SHOP |  | 366671
THREADOLET, 3000#, MSS SP-97 | MSS SP-97 |  |  |  | THREADOLET, 4"X2" ND, 3000 LB, BWXFPT, 13/16" LG, MSS SP-97 | Threadolet | D | 4"x2" | 4"-PG-D-332-N |  | TYPE=OLET,SKEY=THSC |  | BV | 0 |  |  |  | mm | 114.3 | 4 | 817.5287 | -216.7033 | 666.2846 | 3000 |  | New |  | 0.79 | KG | [6 empty] | SHOP |  | 366676
Nozzle, flanged, RF, 150, ASME B16.5 | ASME B16.5 |  |  |  | Nozzle, flanged, 3" ND, RF, 150, ASME B16.5 | Nozzle, flanged |  | 3" |  |  |  |  | FL |  | RF |  |  | mm | 88.9 | 3 | 70603.7202 | 38046.4058 | 402.3996 | 150 | [9 empty] | N-1 |  | SHOP | RACK PRINCIPAL | 373304 |  | 23.876
Nozzle, flanged, RF, 150, ASME B16.5 | ASME B16.5 |  |  |  | Nozzle, flanged, 20" ND, RF, 150, ASME B16.5 | Nozzle, flanged |  | 20" |  |  |  |  | FL |  | RF |  |  | mm | 508 | 20 | 70470.3974 | 39268.8495 | 846.1825 | 150 | [9 empty] | N-2 |  | SHOP | RACK PRINCIPAL | 373306 |  | 42.672
Nozzle, flanged, RF, 150, ASME B16.5 | ASME B16.5 |  |  |  | Nozzle, flanged, 4" ND, RF, 150, ASME B16.5 | Nozzle, flanged |  | 4" |  |  |  |  | FL |  | RF |  |  | mm | 114.3 | 4 | 82765.0642 | 38491.032 | 1424 | 150 | [9 empty] | N-4 |  | SHOP | RACK PRINCIPAL | 373310 |  | 23.876
Nozzle, flanged, RF, 150, ASME B16.5 | ASME B16.5 |  |  |  | Nozzle, flanged, 4" ND, RF, 150, ASME B16.5 | Nozzle, flanged |  | 4" |  |  |  |  | FL |  | RF |  |  | mm | 114.3 | 4 | 82664.7727 | 38491.032 | 824 | 150 | [9 empty] | N-5 |  | SHOP | RACK PRINCIPAL | 373312 |  | 23.876
BALL VALVE, RF, #150, FB, FS, B16.10, A216 Gr. WCB | ASME B16.10 |  |  |  | BALL VALVE NPT | Ball Valve | B | 3" | 6"-PG-B-336-N | Short Pattern | SKEY=VBFL,TYPE=VALVE |  | FL |  | RF |  |  | mm | 88.9 | 3 | 70601.3199 | 38046.4058 | 402.3996 | 150 |  | New |  | 25 | KG |  |  |  |  | ?-? |  | SHOP | RACK PRINCIPAL | 373333 |  | 23.876
FLANGE BLIND, RG, #150, B16.5, A105 | ASME B16.5 |  |  |  | FLANGE BLIND | FLANGE BLIND | B | 3" | 6"-PG-B-336-N |  | TYPE=FLANGE-BLIND,SKEY=FLBL |  | FL |  | RF |  |  | mm | 88.9 | 3 | 70395.7196 | 38046.4058 | 402.3996 | 150 |  | New |  | 2.3 | KG | [6 empty] | SHOP | RACK PRINCIPAL | 373341 |  | 23.876
BALL VALVE, RF, #150, FB, FS, B16.10, A216 Gr. WCB | ASME B16.10 |  |  |  | BALL VALVE NPT | Ball Valve | B | 4" | 3"-PRW-A2-207-N | Short Pattern | SKEY=VBFL,TYPE=VALVE |  | FL |  | RF |  |  | mm | 114.3 | 4 | 82895.773 | 38491.032 | 824 | 150 |  | New |  | 45 | KG |  |  |  |  | ?-? |  | SHOP | RACK PRINCIPAL | 373367 |  | 23.876
RED CONC, BW, SCH 40, B16.9, A234 WPB | ASME B16.9 |  |  |  | REDUCER CONC | REDUCER (CONC) | B | 4"x3" | 3"-PRW-A2-207-N |  | TYPE=REDUCER-CONCENTRIC,SKEY=RCBW |  | BV | 0 |  |  |  | mm | 114.3 | 4 | 82974.3733 | 38491.032 | 824 |  |  | New |  | 1.6 | KG | [6 empty] | SHOP | RACK PRINCIPAL | 373376
FLANGE WN, #150, RF, SCH 40, B16.5, A105 | ASME B16.5 |  |  |  | FLANGE WN | FLANGE WN | B | 4" | 3"-PRW-A2-207-N |  | TYPE=FLANGE,SKEY=FLWN |  | FL |  | RF |  |  | mm | 114.3 | 4 | 82898.1733 | 38491.032 | 824 | 150 |  | New |  | 7.12 | KG | [6 empty] | SHOP | RACK PRINCIPAL | 373382 |  | 23.876
ELL 90 LR, BW, SCH 40, B16.9, A234 WPB | ASME B16.9 |  |  |  | ELL 90 LR | ELL 90 LR | B | 3" | 3"-PRW-A2-207-N |  | TYPE=ELBOW,SKEY=ELBW |  | BV | 0 |  |  |  | mm | 88.9 | 3 | 83390.672 | 38491.032 | 824 |  |  | New |  | 2.03 | KG | [6 empty] | SHOP | RACK PRINCIPAL | 373396
Nozzle, flanged, RF, 150, ASME B16.5 | ASME B16.5 |  |  |  | Nozzle, flanged, 3" ND, RF, 150, ASME B16.5 | Nozzle, flanged |  | 3" |  |  |  |  | FL |  | RF |  |  | mm | 88.9 | 3 | -5291.5996 | 5437.735 | -1221.6004 | 150 | [9 empty] | N-1 |  | SHOP |  | 373536 |  | 23.876
Nozzle, flanged, RF, 150, ASME B16.5 | ASME B16.5 |  |  |  | Nozzle, flanged, 20" ND, RF, 150, ASME B16.5 | Nozzle, flanged |  | 20" |  |  |  |  | FL |  | RF |  |  | mm | 508 | 20 | -6514.0433 | 5304.4123 | -777.8175 | 150 | [9 empty] | N-2 |  | SHOP |  | 373575 |  | 42.672
Nozzle, flanged, RF, 300, ASME B16.5 | ASME B16.5 |  |  |  | Nozzle, flanged, 4" ND, RF, 300, ASME B16.5 | Nozzle, flanged |  | 4"x3" |  |  |  |  | FL |  | RF |  |  | mm | 114.3 | 4 | -5736.2258 | 17590.8479 | 300 | 300 | [9 empty] | N-3 |  | SHOP |  | 373595 |  | 31.75
Nozzle, flanged, RF, 150, ASME B16.5 | ASME B16.5 |  |  |  | Nozzle, flanged, 4" ND, RF, 150, ASME B16.5 | Nozzle, flanged |  | 4" |  |  |  |  | FL |  | RF |  |  | mm | 114.3 | 4 | -5736.2258 | 17599.079 | -200 | 150 | [9 empty] | N-4 |  | SHOP |  | 373620 |  | 23.876
Nozzle, flanged, RF, 150, ASME B16.5 | ASME B16.5 |  |  |  | Nozzle, flanged, 4" ND, RF, 150, ASME B16.5 | Nozzle, flanged |  | 4" |  |  |  |  | FL |  | RF |  |  | mm | 114.3 | 4 | -5736.2258 | 17498.7875 | -800 | 150 |  | New | [7 empty] | N-5 |  | SHOP |  | 373640 |  | 23.876
HEX HEAD BUSHING, 3000#, B16.11, A105 | ASME B16.11 |  |  |  | HEX HEAD BUSHING, 2"X1/2" ND, MPTXFPT, ASME B16.11 | Hex Head Bushing | D | 2"x1/2" | 1/2"-LIH-D-400-N |  | TYPE=COUPLING,SKEY=COSC |  | THDM | 0 |  |  |  | mm | 60.325 | 2 | 1359.3426 | 10477.0247 | 811.9962 |  |  | New |  | 0.6 | [7 empty] | SHOP | SKID GAS | 373650
PIPE, SEAMLESS, PE, SCH 160, B36.10, A106 Gr. B | ASTM A106 Gr. B |  |  |  | 1/2"-1-1/2" | PIPE, SEAMLESS | D | 1/2" | 1/2"-LIH-D-400-N |  | TYPE=PIPE |  | PL |  |  |  |  | mm | 21.336 | 0.5 | 1359.3426 | 10464.3247 | 811.9962 |  | 10S | New |  | 1.95 | KG | [6 empty] | SHOP | SKID GAS | 373660
Nozzle, flanged, RF, 150, ASME B16.5 | ASME B16.5 |  |  |  | Nozzle, flanged, 4" ND, RF, 150, ASME B16.5 | Nozzle, flanged |  | 4" |  |  |  |  | FL |  | RF |  |  | mm | 114.3 | 4 | 82756.833 | 38491.032 | 1924 | 150 |  | New | [7 empty] | N-3 |  | SHOP | RACK PRINCIPAL | 373705 |  | 23.876
FLANGE BLIND, RG, #150, B16.5, A105 | ASME B16.5 |  |  |  | FLANGE BLIND | FLANGE BLIND | B | 4" | 1/2"-PRW-A2-204-N |  | TYPE=FLANGE-BLIND,SKEY=FLBL |  | FL |  | RF |  |  | mm | 114.3 | 4 | 82759.2333 | 38491.032 | 1924 | 150 |  | New |  | 4.1 | KG | [6 empty] | SHOP | RACK PRINCIPAL | 373708 |  | 23.876
FLANGE WN, RTJ, #1500 LB, B16.5, A352 Gr. LCC | ASME B16.5 |  |  |  | FLANGE WN, 4" ND, 1500 LB, RTJ, ASME B16.5 | FLANGE WN | K | 4" | 4"-MUL-K-002-N | R39 | TYPE=FLANGE,SKEY=FLWN |  | FL |  | RTJ |  |  | mm | 114.3 | 4 | 12772.7579 | 3671.047 | 131.0844 | 1500 |  | New |  | 31.38 | KG | [6 empty] | SHOP | RACK PRINCIPAL | 375650 |  | 61.7728
TEE RED, BE, SCH 160, B16.9, A234 WPB | ASME B16.9 |  |  | TEE RED BW | TEE (RED), 4"X2" ND, BW, ASME B16.9 | Tee (red) | K | 4"x2" | 4"-MUL-K-002-N |  | TYPE=TEE,SKEY=TEBW |  | BV | 0 |  |  |  | mm | 114.3 | 4 | 12772.7579 | 3907.5718 | 131.0844 |  |  | New |  | 15.5 | KG | [6 empty] | SHOP | RACK PRINCIPAL | 375652
PIPE, SEAMLESS, BE, SCH 160, B36.10, A106 Gr. B | ASTM A106 Gr. B |  |  |  | PIPE BE 160 | PIPE, SEAMLESS | K | 2" | 4"-MUL-K-002-N |  | TYPE=PIPE |  | PL |  |  |  |  | mm | 60.325 | 2 | 12683.8579 | 3907.5718 | 131.0844 |  | 10S | New |  | 11.11 | KG | [6 empty] | SHOP | RACK PRINCIPAL | 375662
PIPE, SEAMLESS, BE, SCH 160, B36.10, A106 Gr. B | ASTM A106 Gr. B |  |  |  | PIPE BE 160 | PIPE, SEAMLESS | K | 4" | 4"-MUL-K-001-N |  | TYPE=PIPE |  | PL |  |  |  |  | mm | 114.3 | 4 | 12772.7579 | 4512.2198 | 131.0844 |  | 10S | New |  | 33.54 | KG | [6 empty] | SHOP | RACK PRINCIPAL | 375672
SOCKOLET, #9000, B16.11, A105 | ASME B16.11 |  |  |  | SOCKOLET | SOCKOLET | K | 4"x3/4" | 4"-MUL-K-001-N |  | TYPE=OLET,SKEY=THSW |  | BV | 0 |  |  |  | mm | 114.3 | 4 | 12772.7579 | 4262.2198 | 131.0844 | 3000 |  | New |  |  | KG | [6 empty] | SHOP | RACK PRINCIPAL | 375678
PIPE, SEAMLESS, PE, SCH 160, B36.10, A106 Gr. B | ASTM A106 Gr. B |  |  |  | PIPE BE 160 | PIPE, SEAMLESS | E | 3/4" | 4"-MUL-K-001-N |  | TYPE=PIPE |  | PL |  |  |  |  | mm | 26.67 | 0.75 | 12772.7579 | 4262.2198 | 277.5219 |  | 10S | New |  | 2.9 | KG | [6 empty] | SHOP | RACK PRINCIPAL | 375688
FLANGE WN, RTJ, #1500 LB, B16.5, A352 Gr. LCC | ASME B16.5 |  |  |  | FLANGE WN, 4" ND, 1500 LB, RTJ, ASME B16.5 | FLANGE WN | K | 4" | 4"-MUL-K-002-N | R39 | TYPE=FLANGE,SKEY=FLWN |  | FL |  | RTJ |  |  | mm | 114.3 | 4 | 12772.7579 | 3134.853 | 131.0844 | 1500 |  | New |  | 31.38 | KG | [6 empty] | SHOP | RACK PRINCIPAL | 375701 |  | 61.7728
TEE RED, BE, SCH 160, B16.9, A234 WPB | ASME B16.9 |  |  | TEE RED BW | TEE (RED), 4"X2" ND, BW, ASME B16.9 | Tee (red) | K | 4"x2" | 4"-MUL-K-002-N |  | TYPE=TEE,SKEY=TEBW |  | BV | 0 |  |  |  | mm | 114.3 | 4 | 12772.7579 | 2898.3282 | 131.0844 |  |  | New |  | 15.5 | KG | [6 empty] | SHOP | RACK PRINCIPAL | 375703
PIPE, SEAMLESS, BE, SCH 160, B36.10, A106 Gr. B | ASTM A106 Gr. B |  |  |  | PIPE BE 160 | PIPE, SEAMLESS | K | 2" | 4"-MUL-K-002-N |  | TYPE=PIPE |  | PL |  |  |  |  | mm | 60.325 | 2 | 12483.8579 | 2898.3282 | 131.0844 |  | 10S | New |  | 11.11 | KG | [6 empty] | SHOP | RACK PRINCIPAL | 375713
PIPE, SEAMLESS, BE, SCH 160, B36.10, A106 Gr. B | ASTM A106 Gr. B |  |  |  | PIPE BE 160 | PIPE, SEAMLESS | E | 4" | 4"-MUL-K-002-N |  | TYPE=PIPE |  | PL |  |  |  |  | mm | 114.3 | 4 | 12772.7579 | 2430.0022 | 131.0844 |  | 10S | New |  | 33.54 | KG | [6 empty] | SHOP | RACK PRINCIPAL | 375719
SOCKOLET, #6000, B16.11, A105 | ASME B16.11 |  |  |  | SOCKOLET | SOCKOLET | E | 4"x1" | 4"-MUL-K-002-N |  | TYPE=OLET,SKEY=THSW |  | BV | 0 |  |  |  | mm | 114.3 | 4 | 12772.7579 | 2611.8412 | 131.0844 | 3000 |  | New |  | 0.27 | KG | [6 empty] | SHOP | RACK PRINCIPAL | 375725
FLANGE WN, RTJ, #1500 LB, B16.5, A352 Gr. LCC | ASME B16.5 |  |  |  | FLANGE WN, 4" ND, 1500 LB, RTJ, ASME B16.5 | FLANGE WN | K | 4" | 4"-MUL-K-001-N | R39 | TYPE=FLANGE,SKEY=FLWN |  | FL |  | RTJ |  |  | mm | 114.3 | 4 | 12772.7579 | 4644.0966 | 131.0844 | 1500 |  | New |  | 31.38 | KG | [6 empty] | SHOP | RACK PRINCIPAL | 375731 |  | 61.7728
FLANGE WN, RTJ, #1500 LB, B16.5, A352 Gr. LCC | ASME B16.5 |  |  |  | FLANGE WN, 4" ND, 1500 LB, RTJ, ASME B16.5 | FLANGE WN | K | 4" | 4"-MUL-K-001-N | R39 | TYPE=FLANGE,SKEY=FLWN |  | FL |  | RTJ |  |  | mm | 114.3 | 4 | 12772.7579 | 4647.1446 | 131.0844 | 1500 |  | New |  | 31.38 | KG | [6 empty] | SHOP | RACK PRINCIPAL | 375739 |  | 61.7728
BALL VALVE, SW, 5000 CWP, FB, FS, B16.10 | ASME B16.10 |  |  |  | BALL VALVE, SW | Ball Valve | E | 3/4" | 4"-MUL-K-001-N |  | TYPE=VALVE,SKEY=VBSW |  | SW | 0.56 |  |  |  | mm | 26.67 | 0.75 | 12772.7579 | 4262.2198 | 277.5219 | 600 |  | New |  |  | KG |  |  |  |  | ?-? |  | SHOP | RACK PRINCIPAL | 375741
Control Valve, Globe, Long Pattern, 1500 LB, RTJ, ISA 75.08.06 | ISA 75.08.06 |  |  |  | CONTROL VALVE, GLOBE, LONG PATTERN, 4" ND, 1500 LB, RTJ, ISA 75.08.06, 20 87/100" LG | Control Valve, Globe, Long Pattern | K | 4" | 4"-MUL-K-002-N | Long Pattern | TYPE=INSTRUMENT,SKEY=CVFL |  | FL |  | RTJ |  |  | mm | 114.3 | 4 | 12772.7579 | 3667.999 | 131.0844 | 1500 |  | New | [7 empty] | ?-? |  | SHOP | RACK PRINCIPAL | 375743 |  | 61.7728
ELL 90 LR, BW, SCH 160, B16.9, A234 WPB | ASME B16.9 |  |  |  | ELL 90 LR | ELL 90 LR | K | 2" | 4"-MUL-K-002-N |  | TYPE=ELBOW,SKEY=ELBW |  | BV | 0 |  |  |  | mm | 60.325 | 2 | 12407.6579 | 3907.5718 | 131.0844 |  |  | New |  | 1.5 | KG | [6 empty] | SHOP | RACK PRINCIPAL | 375745
ELL 90 LR, BW, SCH 160, B16.9, A234 WPB | ASME B16.9 |  |  |  | ELL 90 LR | ELL 90 LR | K | 2" | 4"-MUL-K-002-N |  | TYPE=ELBOW,SKEY=ELBW |  | BV | 0 |  |  |  | mm | 60.325 | 2 | 12407.6579 | 2898.3282 | 131.0844 |  |  | New |  | 1.5 | KG | [6 empty] | SHOP | RACK PRINCIPAL | 375747
GLOBE VALVE, RTJ #1500, B16.10, A216 WCP | ASME B16.10 |  |  |  | GLOBE VALVE RTJ | Globe Valve | K | 2" | 4"-MUL-K-002-N |  | SKEY=VGFL,TYPE=VALVE |  | FL | 0 | RTJ |  |  | mm | 60.325 | 2 | 12407.6579 | 3718.799 | 131.0844 | 1500 |  | New |  | 82 | KG |  |  |  |  | ?-? |  | SHOP | RACK PRINCIPAL | 375749 |  | 46.0248
PIPE, SEAMLESS, BE, SCH 160, B36.10, A106 Gr. B | ASTM A106 Gr. B |  |  |  | PIPE BE 160 | PIPE, SEAMLESS | K | 2" | 4"-MUL-K-002-N |  | TYPE=PIPE |  | PL |  |  |  |  | mm | 60.325 | 2 | 12407.6579 | 3234.8782 | 131.0844 |  | 10S | New |  | 11.11 | KG | [6 empty] | SHOP | RACK PRINCIPAL | 375751
FLANGE WN, RTJ, #1500 LB, B16.5, A352 Gr. LCC | ASME B16.5 |  |  |  | FLANGE WN, 2" ND, 1500 LB, RTJ, ASME B16.5 | FLANGE WN | K | 2" | 4"-MUL-K-002-N | R24 | TYPE=FLANGE,SKEY=FLWN |  | FL |  | RTJ |  |  | mm | 60.325 | 2 | 12407.6579 | 3721.847 | 131.0844 | 1500 |  | New |  | 11.38 | KG | [6 empty] | SHOP | RACK PRINCIPAL | 375753 |  | 46.0248
FLANGE WN, RTJ, #1500 LB, B16.5, A352 Gr. LCC | ASME B16.5 |  |  |  | FLANGE WN, 2" ND, 1500 LB, RTJ, ASME B16.5 | FLANGE WN | K | 2" | 4"-MUL-K-002-N | R24 | TYPE=FLANGE,SKEY=FLWN |  | FL |  | RTJ |  |  | mm | 60.325 | 2 | 12407.6579 | 3344.403 | 131.0844 | 1500 |  | New |  | 11.38 | KG | [6 empty] | SHOP | RACK PRINCIPAL | 375761 |  | 46.0248
ELL 90 LR, BW, SCH 160, B16.9, A234 WPB | ASME B16.9 |  |  |  | ELL 90 LR | ELL 90 LR | K | 4" | 4"-MUL-K-002-N |  | TYPE=ELBOW,SKEY=ELBW |  | BV | 0 |  |  |  | mm | 114.3 | 4 | 12772.7579 | 2277.6022 | 131.0844 |  |  | New |  | 9 | KG | [6 empty] | SHOP | RACK PRINCIPAL | 375907
FLANGE WN, RTJ, #900, SCH 160, B16.5, A105 | ASME B16.5 |  |  |  | FLANGE WN, 4" ND, 900 LB, RTJ, ASME B16.5 | FLANGE WN | E | 4" | 4"-MUL-K-002-N | R37 | TYPE=FLANGE,SKEY=FLWN |  | FL |  | RTJ |  |  | mm | 114.3 | 4 | 17678.0171 | 2277.6022 | 132.5577 | 900 |  | New |  | 21.72 | KG | [6 empty] | SHOP | RACK PRINCIPAL | 375925 |  | 52.3748
TEE, BE, SCH 160, B16.9, A234 WPB | ASME B16.9 |  |  |  | TEE BW | Tee | K | 4" | 4"-MUL-K-002-N |  | TYPE=TEE,SKEY=TEBW |  | BV | 0 |  |  |  | mm | 114.3 | 4 | 17451.1443 | 2277.6022 | 132.5577 |  |  | New |  | 15.53 | KG | [6 empty] | SHOP | RACK PRINCIPAL | 375941
ELL 90 LR, BW, SCH 160, B16.9, A234 WPB | ASME B16.9 |  |  |  | ELL 90 LR | ELL 90 LR | K | 4" | 4"-MUL-K-002-N |  | TYPE=ELBOW,SKEY=ELBW |  | BV | 0 |  |  |  | mm | 114.3 | 4 | 17451.1443 | 2534.6502 | 132.5577 |  |  | New |  | 9 | KG | [6 empty] | SHOP | RACK PRINCIPAL | 375947
FLANGE WN, RTJ, #1500 LB, B16.5, A352 Gr. LCC | ASME B16.5 |  |  |  | FLANGE WN, 4" ND, 1500 LB, RTJ, ASME B16.5 | FLANGE WN | K | 4" | 4"-MUL-K-001-N | R39 | TYPE=FLANGE,SKEY=FLWN |  | FL |  | RTJ |  |  | mm | 114.3 | 4 | 40091.447 | 59541.8186 | 1014 | 1500 |  | Existing |  | 31.38 | KG | [6 empty] | SHOP | RACK PRINCIPAL | 375953 |  | 61.7728
FLANGE WN, RTJ, #1500 LB, B16.5, A352 Gr. LCC | ASME B16.5 |  |  |  | FLANGE WN, 4" ND, 1500 LB, RTJ, ASME B16.5 | FLANGE WN | K | 4" | 4"-MUL-K-001-N | R39 | TYPE=FLANGE,SKEY=FLWN |  | FL |  | RTJ |  |  | mm | 114.3 | 4 | 40091.447 | 59538.7706 | 1014 | 1500 |  | New |  | 31.38 | KG | [6 empty] | SHOP | RACK PRINCIPAL | 375961 |  | 61.7728
PIPE, SEAMLESS, BE, SCH 80, B36.10, A106 Gr B | API 5L Gr. B |  |  |  | 3"-8" | PIPE, SEAMLESS | D | 3" | 3"-MUL-D-008-N |  | TYPE=PIPE |  | PL |  |  |  |  | mm | 88.9 | 3 | 22028.8297 | 5550.6964 | 759.8131 |  | STD | New |  | 15.27 | KG | [6 empty] | SHOP | RACK PRINCIPAL | 376006
PIPE, SEAMLESS, BE, SCH 80, B36.10, A106 Gr B | API 5L Gr. B |  |  |  | 3"-8" | PIPE, SEAMLESS | D | 3" | 3"-MUL-D-009-N |  | TYPE=PIPE |  | PL |  |  |  |  | mm | 88.9 | 3 | 24828.8296 | 5550.6964 | 759.8131 |  | STD | New |  | 15.27 | KG | [6 empty] | SHOP | RACK PRINCIPAL | 376026
PIPE, SEAMLESS, BE, SCH 160, B36.10, A106 Gr. B | ASTM A106 Gr. B |  |  |  | PIPE BE 160 | PIPE, SEAMLESS | E | 3" | 3"-MUL-E-006-N |  | TYPE=PIPE |  | PL |  |  |  |  | mm | 88.9 | 3 | 24582.7671 | 4585.4286 | 759.8131 |  | 10S | New |  | 21.35 | KG | [6 empty] | SHOP | RACK PRINCIPAL | 376036
PIPE, SEAMLESS, BE, SCH 80, B36.10, A106 Gr B | API 5L Gr. B |  |  |  | 3"-8" | PIPE, SEAMLESS | D | 3" | 3"-MUL-D-008-N |  | TYPE=PIPE |  | PL |  |  |  |  | mm | 88.9 | 3 | 22028.8297 | 4178.3061 | 759.8131 |  | STD | New |  | 15.27 | KG | [6 empty] | SHOP | RACK PRINCIPAL | 376046
PIPE, SEAMLESS, BE, SCH 80, B36.10, A106 Gr B | API 5L Gr. B |  |  |  | 3"-8" | PIPE, SEAMLESS | D | 3" | 3"-MUL-D-009-N |  | TYPE=PIPE |  | PL |  |  |  |  | mm | 88.9 | 3 | 24828.8296 | 4153.2873 | 759.8131 |  | STD | New |  | 15.27 | KG | [6 empty] | SHOP | RACK PRINCIPAL | 376066
PIPE, SEAMLESS, BE, SCH 160, B36.10, A106 Gr. B | ASTM A106 Gr. B |  |  |  | PIPE BE 160 | PIPE, SEAMLESS | E | 3" | 3"-MUL-E-006-N |  | TYPE=PIPE |  | PL |  |  |  |  | mm | 88.9 | 3 | 24582.7671 | 3370.391 | 759.8131 |  | 10S | New |  | 21.35 | KG | [6 empty] | SHOP | RACK PRINCIPAL | 376076
THREADOLET, 6000#, MSS SP-97 | MSS SP-97 |  |  |  | THREADOLET, 3"X1/2" ND, 3000 LB, BWXFPT, 1/2" LG, MSS SP-97 | Threadolet | E | 3"x1/2" | 3"-MUL-D-009-N |  | TYPE=OLET,SKEY=THSC |  | BV | 0 |  |  |  | mm | 88.9 | 3 | 24828.8296 | 5121.0921 | 759.8131 | 3000 |  | New |  | 0.11 | KG | [6 empty] | SHOP | RACK PRINCIPAL | 376082
THREADOLET, 3000#, MSS SP-97 | MSS SP-97 |  |  |  | THREADOLET, 3"X3/4" ND, 3000 LB, BWXFPT, 1/2" LG, MSS SP-97 | Threadolet | D | 3"x3/4" | 3"-MUL-D-009-N |  | TYPE=OLET,SKEY=THSC |  | BV | 0 |  |  |  | mm | 88.9 | 3 | 24828.8296 | 3835.7631 | 759.8131 | 3000 |  | New |  | 0.16 | KG | [6 empty] | SHOP | RACK PRINCIPAL | 376088
THREADOLET, 6000#, MSS SP-97 | MSS SP-97 |  |  |  | THREADOLET, 3"X1/2" ND, 3000 LB, BWXFPT, 1/2" LG, MSS SP-97 | Threadolet | E | 3"x1/2" | 3"-MUL-D-008-N |  | TYPE=OLET,SKEY=THSC |  | BV | 0 |  |  |  | mm | 88.9 | 3 | 22028.8297 | 5047.3399 | 759.8131 | 3000 |  | New |  | 0.11 | KG | [6 empty] | SHOP | RACK PRINCIPAL | 376094
THREADOLET, 3000#, MSS SP-97 | MSS SP-97 |  |  |  | THREADOLET, 3"X3/4" ND, 3000 LB, BWXFPT, 1/2" LG, MSS SP-97 | Threadolet | D | 3"x3/4" | 3"-MUL-D-008-N |  | TYPE=OLET,SKEY=THSC |  | BV | 0 |  |  |  | mm | 88.9 | 3 | 22028.8297 | 3834.6047 | 759.8131 | 3000 |  | New |  | 0.16 | KG | [6 empty] | SHOP | RACK PRINCIPAL | 376101
PIPE, SEAMLESS, PE, SCH 160, B36.10, A106 Gr. B | ASTM A106 Gr. B |  |  |  | 1/2"-1-1/2" | PIPE, SEAMLESS | B | 1 1/2" | 1 1/2"-FG-B-320-N |  | TYPE=PIPE |  | PL |  |  |  |  | mm | 48.26 | 1.5 | 23077.1646 | 2083.6022 | 98.13 |  | 10S | New |  | 7.25 | KG | [6 empty] | SHOP | RACK PRINCIPAL | 376111
FLANGE WN, RTJ, #900, SCH 160, B16.5, A105 | ASME B16.5 |  |  |  | FLANGE WN, 4" ND, 900 LB, RTJ, ASME B16.5 | FLANGE WN | E | 4" | 4"-MUL-K-002-N | R37 | TYPE=FLANGE,SKEY=FLWN |  | FL |  | RTJ |  |  | mm | 114.3 | 4 | 18390.1809 | 2534.6502 | 129.5577 | 900 |  | New |  | 21.72 | KG | [6 empty] | SHOP | RACK PRINCIPAL | 376135 |  | 52.3748
PIPE, SEAMLESS, BE, SCH 160, B36.10, A106 Gr. B | ASTM A106 Gr. B |  |  |  | PIPE BE 160 | PIPE, SEAMLESS | K | 4" | 4"-MUL-K-002-N |  | TYPE=PIPE |  | PL |  |  |  |  | mm | 114.3 | 4 | 17603.5443 | 2534.6502 | 132.5577 |  | 10S | New |  | 33.54 | KG | [6 empty] | SHOP | RACK PRINCIPAL | 376145
PIPE, SEAMLESS, BE, SCH 160, B36.10, A106 Gr. B | ASTM A106 Gr. B |  |  |  | PIPE BE 160 | PIPE, SEAMLESS | E | 3" | 3"-MUL-E-005-N |  | TYPE=PIPE |  | PL |  |  |  |  | mm | 88.9 | 3 | 21782.7672 | 2648.9502 | 759.8131 |  | 10S | New |  | 21.35 | KG | [6 empty] | SHOP | RACK PRINCIPAL | 376202
PIPE, SEAMLESS, BE, SCH 160, B36.10, A106 Gr. B | ASTM A106 Gr. B |  |  |  | PIPE BE 160 | PIPE, SEAMLESS | E | 4" | 4"-MUL-E-003-N |  | TYPE=PIPE |  | PL |  |  |  |  | mm | 114.3 | 4 | 24478.1191 | 2277.6022 | 132.5577 |  | 10S | New |  | 33.54 | KG | [6 empty] | SHOP | RACK PRINCIPAL | 376272
PIPE, SEAMLESS, BE, SCH 160, B36.10, A106 Gr. B | ASTM A106 Gr. B |  |  |  | PIPE BE 160 | PIPE, SEAMLESS | E | 4" | 4"-MUL-E-004-N |  | TYPE=PIPE |  | PL |  |  |  |  | mm | 114.3 | 4 | 21678.1192 | 2534.6502 | 129.5577 |  | 10S | New |  | 33.54 | KG | [6 empty] | SHOP | RACK PRINCIPAL | 376313
LATROLET, BW, SCH 40 |  |  |  |  | LATROLET, SCH 40, BW | Latrolet | B | 6"x3" | 6"-FH-B-618-N |  | TYPE=OLET,SKEY=LABW |  | BV |  |  |  |  | mm | 168.275 | 6 | 19570.6015 | 1401.8013 | 1974.574 |  |  | New |  |  | KG | [6 empty] | SHOP | RACK PRINCIPAL | 385311
LATROLET, BW, SCH 40 |  |  |  |  | LATROLET, SCH 40, BW | Latrolet | B | 6"x3" | 6"-FH-B-618-N |  | TYPE=OLET,SKEY=LABW |  | BV |  |  |  |  | mm | 168.275 | 6 | 18851.8669 | 1401.8013 | 1974.8398 |  |  | New |  |  | KG | [6 empty] | SHOP | RACK PRINCIPAL | 385323
ELL 90 LR, BW, SCH 40, B16.9, A234 WPB | ASME B16.9 |  |  |  | ELL 90 LR | ELL 90 LR | B | 3" | 3"-R-B-607-N |  | TYPE=ELBOW,SKEY=ELBW |  | BV | 0 |  |  |  | mm | 88.9 | 3 | 18619.0792 | 1401.8013 | 2207.7998 |  |  | New |  | 2.03 | KG | [6 empty] | SHOP | RACK PRINCIPAL | 385341
PIPE, SEAMLESS, BE, SCH 40, B36.10, A106 Gr. B | API 5L Gr. B |  |  |  | 2"-24" | PIPE, SEAMLESS | B | 3" | 3"-R-B-607-N |  | TYPE=PIPE |  | PL |  |  |  |  | mm | 88.9 | 3 | 18619.0792 | 1516.1013 | 2207.7998 |  | STD | New |  | 11.29 | KG | [6 empty] | SHOP | RACK PRINCIPAL | 385351
ELL 90 LR, BW, SCH 40, B16.9, A234 WPB | ASME B16.9 |  |  |  | ELL 90 LR | ELL 90 LR | B | 3" | 3"-R-B-609-N |  | TYPE=ELBOW,SKEY=ELBW |  | BV | 0 |  |  |  | mm | 88.9 | 3 | 19337.8137 | 1401.8013 | 2207.534 |  |  | New |  | 2.03 | KG | [6 empty] | SHOP | RACK PRINCIPAL | 385357
PIPE, SEAMLESS, BE, SCH 40, B36.10, A106 Gr. B | API 5L Gr. B |  |  |  | 2"-24" | PIPE, SEAMLESS | B | 3" | 3"-R-B-609-N |  | TYPE=PIPE |  | PL |  |  |  |  | mm | 88.9 | 3 | 19337.8137 | 1516.1013 | 2207.534 |  | STD | New |  | 11.29 | KG | [6 empty] | SHOP | RACK PRINCIPAL | 385367
PIPE, SEAMLESS, PE, SCH 160, B36.10, A106 Gr. B | ASTM A106 Gr. B |  |  |  | 1/2"-1-1/2" | PIPE, SEAMLESS | B | 1 1/2" | 1 1/2"-FG-B-320-N |  | TYPE=PIPE |  | PL |  |  |  |  | mm | 48.26 | 1.5 | 19765.6753 | 2083.6022 | 98.13 |  | 10S | New |  | 7.25 | KG | [6 empty] | SHOP | RACK PRINCIPAL | 385408
PIPE, SEAMLESS, PE, SCH 160, B36.10, A106 Gr. B | ASTM A106 Gr. B |  |  |  | 1/2"-1-1/2" | PIPE, SEAMLESS | B | 1 1/2" | 1 1/2"-FG-B-320-N |  | TYPE=PIPE |  | PL |  |  |  |  | mm | 48.26 | 1.5 | 13749.8003 | 2083.6022 | 98.13 |  | 10S | New |  | 7.25 | KG | [6 empty] | SHOP | RACK PRINCIPAL | 385418
FLANGE WN, #150, RF, SCH 40, B16.5, A105 | ASME B16.5 |  |  |  | FLANGE WN | FLANGE WN | B | 6" | 6"-FH-B-618-N |  | TYPE=FLANGE,SKEY=FLWN |  | FL |  | RF |  |  | mm | 168.275 | 6 | 16273.4468 | 1401.8013 | 1975.7933 | 150 |  | New |  | 10.91 | KG | [6 empty] | SHOP | RACK PRINCIPAL | 385474 |  | 25.4
FLANGE BLIND, RG, #150, B16.5, A105 | ASME B16.5 |  |  |  | FLANGE BLIND | FLANGE BLIND | B | 6" | 6"-FH-B-618-N |  | TYPE=FLANGE-BLIND,SKEY=FLBL |  | FL |  | RF |  |  | mm | 168.275 | 6 | 16271.0465 | 1401.8013 | 1975.7942 | 150 |  | New |  | 11.8 | KG | [6 empty] | SHOP | RACK PRINCIPAL | 385480 |  | 25.4
LATROLET, SW, 3000# |  |  |  |  | LATROLET, 3000#, SW | Latrolet | B | 6"x1/2" | 6"-FH-B-618-N |  | TYPE=OLET,SKEY=LASW |  | BV |  |  |  |  | mm | 168.275 | 6 | 17167.902 | 1401.8013 | 1975.4625 |  |  | New |  |  | KG | [6 empty] | SHOP | RACK PRINCIPAL | 385498
PIPE, SEAMLESS, PE, SCH 160, B36.10, A106 Gr. B | ASTM A106 Gr. B |  |  |  | 1/2"-1-1/2" | PIPE, SEAMLESS | B | 1/2" | 1/2"-MUL-E-010-N |  | TYPE=PIPE |  | PL |  |  |  |  | mm | 21.336 | 0.5 | 17056.3926 | 1401.8013 | 2087.0544 |  | 10S | New |  | 1.95 | KG | [6 empty] | SHOP | RACK PRINCIPAL | 385509
ELL 90, SW, 3000#, B16.11, A105 | ASME B16.11 |  |  |  | ELL 90 SW | ELL 90 | B | 1/2" | 1/2"-MUL-E-010-N |  | TYPE=ELBOW,SKEY=ELSW |  | SW | 9.652 |  |  |  | mm | 21.336 | 0.5 | 16992.0285 | 2277.6056 | 2140.3745 | 3000 |  | New |  | 0.15 | KG | [6 empty] | SHOP | RACK PRINCIPAL | 385527
PIPE, SEAMLESS, PE, SCH 160, B36.10, A106 Gr. B | ASTM A106 Gr. B |  |  |  | 1/2"-1-1/2" | PIPE, SEAMLESS | B | 1/2" | 1/2"-MUL-E-010-N |  | TYPE=PIPE |  | PL |  |  |  |  | mm | 21.336 | 0.5 | 16992.0832 | 1417.5493 | 2151.0432 |  | 10S | New |  | 1.95 | KG | [6 empty] | SHOP | RACK PRINCIPAL | 385559
PIPE, SEAMLESS, PE, SCH 160, B36.10, A106 Gr. B | ASTM A106 Gr. B |  |  |  | PIPE BE 160 | PIPE, SEAMLESS | E | 1/2" | 1/2"-MUL-E-010-N |  | TYPE=PIPE |  | PL |  |  |  |  | mm | 21.336 | 0.5 | 16992.0285 | 2277.6022 | 587.3096 |  | 10S | New |  | 1.95 | KG | [6 empty] | SHOP | RACK PRINCIPAL | 385569
PIPE, SEAMLESS, PE, SCH 160, B36.10, A106 Gr. B | ASTM A106 Gr. B |  |  |  | PIPE BE 160 | PIPE, SEAMLESS | E | 1/2" | 1/2"-MUL-E-010-N |  | TYPE=PIPE |  | PL |  |  |  |  | mm | 21.336 | 0.5 | 16992.0285 | 2277.6022 | 352.7276 |  | 10S | New |  | 1.95 | KG | [6 empty] | SHOP | RACK PRINCIPAL | 385579
PIPE, SEAMLESS, BE, SCH 160, B36.10, A106 Gr. B | ASTM A106 Gr. B |  |  |  | PIPE BE 160 | PIPE, SEAMLESS | E | 3" | 3"-MUL-E-005-N |  | TYPE=PIPE |  | PL |  |  |  |  | mm | 88.9 | 3 | 21782.7672 | 4585.4286 | 759.8131 |  | 10S | New |  | 21.35 | KG | [6 empty] | SHOP | RACK PRINCIPAL | 385725
ELL 90 LR, BW, SCH 160, B16.9, A234 WPB | ASME B16.9 |  |  |  | ELL 90 LR | ELL 90 LR | K | 4" | 4"-MUL-K-001-N |  | TYPE=ELBOW,SKEY=ELBW |  | BV | 0 |  |  |  | mm | 114.3 | 4 | 12772.7579 | 4931.4214 | 131.0844 |  |  | New |  | 9 | KG | [6 empty] | SHOP | RACK PRINCIPAL | 385757
ELL 90 LR, BW, SCH 160, B16.9, A234 WPB | ASME B16.9 |  |  |  | ELL 90 LR | ELL 90 LR | K | 4" | 4"-MUL-K-001-N |  | TYPE=ELBOW,SKEY=ELBW |  | BV | 0 |  |  |  | mm | 114.3 | 4 | 12772.7579 | 4931.4214 | -1357.15 |  |  | New |  | 9 | KG | [6 empty] | SHOP | RACK PRINCIPAL | 385769
PIPE, SEAMLESS, BE, SCH 160, B36.10, A106 Gr. B | ASTM A106 Gr. B |  |  |  | PIPE BE 160 | PIPE, SEAMLESS | E | 4" | 4"-MUL-K-001-N |  | TYPE=PIPE |  | PL |  |  |  |  | mm | 114.3 | 4 | 40022.9767 | 59118.341 | -1357.15 |  | 10S | New |  | 33.54 | KG | [6 empty] | SHOP | RACK PRINCIPAL | 385806
Nozzle, flanged, RF, 150, ASME B16.5 | ASME B16.5 |  |  |  | Nozzle, flanged, 3" ND, RF, 150, ASME B16.5 | Nozzle, flanged |  | 3" |  |  |  |  | FL |  | RF |  |  | mm | 88.9 | 3 | 70603.7202 | 42608.9049 | 402.3996 | 150 |  | New | [7 empty] | N-1 |  | SHOP | RACK PRINCIPAL | 385842 |  | 23.876
Nozzle, flanged, RF, 150, ASME B16.5 | ASME B16.5 |  |  |  | Nozzle, flanged, 20" ND, RF, 150, ASME B16.5 | Nozzle, flanged |  | 20" |  |  |  |  | FL |  | RF |  |  | mm | 508 | 20 | 70470.3974 | 43831.3485 | 846.1825 | 150 |  | New | [7 empty] | N-2 |  | SHOP | RACK PRINCIPAL | 385844 |  | 42.672
Nozzle, flanged, RF, 150, ASME B16.5 | ASME B16.5 |  |  |  | Nozzle, flanged, 4" ND, RF, 150, ASME B16.5 | Nozzle, flanged |  | 4" |  |  |  |  | FL |  | RF |  |  | mm | 114.3 | 4 | 82756.833 | 43053.5311 | 1924 | 150 |  | New | [7 empty] | N-3 |  | SHOP | RACK PRINCIPAL | 385846 |  | 23.876
Nozzle, flanged, RF, 150, ASME B16.5 | ASME B16.5 |  |  |  | Nozzle, flanged, 4" ND, RF, 150, ASME B16.5 | Nozzle, flanged |  | 4" |  |  |  |  | FL |  | RF |  |  | mm | 114.3 | 4 | 82765.0642 | 43053.5311 | 1424 | 150 |  | New | [7 empty] | N-4 |  | SHOP | RACK PRINCIPAL | 385848 |  | 23.876
Nozzle, flanged, RF, 150, ASME B16.5 | ASME B16.5 |  |  |  | Nozzle, flanged, 4" ND, RF, 150, ASME B16.5 | Nozzle, flanged |  | 4" |  |  |  |  | FL |  | RF |  |  | mm | 114.3 | 4 | 82664.7727 | 43053.5311 | 824 | 150 |  | New | [7 empty] | N-5 |  | SHOP | RACK PRINCIPAL | 385850 |  | 23.876
Nozzle, flanged, RF, 150, ASME B16.5 | ASME B16.5 |  |  |  | Nozzle, flanged, 3" ND, RF, 150, ASME B16.5 | Nozzle, flanged |  | 3" |  |  |  |  | FL |  | RF |  |  | mm | 88.9 | 3 | 70603.7202 | 47171.404 | 402.3996 | 150 |  | New | [7 empty] | N-1 |  | SHOP | RACK PRINCIPAL | 385871 |  | 23.876
Nozzle, flanged, RF, 150, ASME B16.5 | ASME B16.5 |  |  |  | Nozzle, flanged, 20" ND, RF, 150, ASME B16.5 | Nozzle, flanged |  | 20" |  |  |  |  | FL |  | RF |  |  | mm | 508 | 20 | 70470.3974 | 48393.8476 | 846.1825 | 150 |  | New | [7 empty] | N-2 |  | SHOP | RACK PRINCIPAL | 385873 |  | 42.672
Nozzle, flanged, RF, 150, ASME B16.5 | ASME B16.5 |  |  |  | Nozzle, flanged, 4" ND, RF, 150, ASME B16.5 | Nozzle, flanged |  | 4" |  |  |  |  | FL |  | RF |  |  | mm | 114.3 | 4 | 82756.833 | 47616.0301 | 1924 | 150 |  | New | [7 empty] | N-3 |  | SHOP | RACK PRINCIPAL | 385875 |  | 23.876
Nozzle, flanged, RF, 150, ASME B16.5 | ASME B16.5 |  |  |  | Nozzle, flanged, 4" ND, RF, 150, ASME B16.5 | Nozzle, flanged |  | 4" |  |  |  |  | FL |  | RF |  |  | mm | 114.3 | 4 | 82765.0642 | 47616.0301 | 1424 | 150 |  | New | [7 empty] | N-4 |  | SHOP | RACK PRINCIPAL | 385877 |  | 23.876
Nozzle, flanged, RF, 150, ASME B16.5 | ASME B16.5 |  |  |  | Nozzle, flanged, 4" ND, RF, 150, ASME B16.5 | Nozzle, flanged |  | 4" |  |  |  |  | FL |  | RF |  |  | mm | 114.3 | 4 | 82664.7727 | 47616.0301 | 824 | 150 |  | New | [7 empty] | N-5 |  | SHOP | RACK PRINCIPAL | 385879 |  | 23.876
Nozzle, flanged, RF, 150, ASME B16.5 | ASME B16.5 |  |  |  | Nozzle, flanged, 3" ND, RF, 150, ASME B16.5 | Nozzle, flanged |  | 3" |  |  |  |  | FL |  | RF |  |  | mm | 88.9 | 3 | 70603.7202 | 51733.903 | 402.3996 | 150 |  | New | [7 empty] | N-1 |  | SHOP | RACK PRINCIPAL | 386001 |  | 23.876
Nozzle, flanged, RF, 150, ASME B16.5 | ASME B16.5 |  |  |  | Nozzle, flanged, 20" ND, RF, 150, ASME B16.5 | Nozzle, flanged |  | 20" |  |  |  |  | FL |  | RF |  |  | mm | 508 | 20 | 70470.3974 | 52956.3467 | 846.1825 | 150 |  | New | [7 empty] | N-2 |  | SHOP | RACK PRINCIPAL | 386003 |  | 42.672
Nozzle, flanged, RF, 150, ASME B16.5 | ASME B16.5 |  |  |  | Nozzle, flanged, 4" ND, RF, 150, ASME B16.5 | Nozzle, flanged |  | 4" |  |  |  |  | FL |  | RF |  |  | mm | 114.3 | 4 | 82756.833 | 52178.5292 | 1924 | 150 |  | New | [7 empty] | N-3 |  | SHOP | RACK PRINCIPAL | 386005 |  | 23.876
Nozzle, flanged, RF, 150, ASME B16.5 | ASME B16.5 |  |  |  | Nozzle, flanged, 4" ND, RF, 150, ASME B16.5 | Nozzle, flanged |  | 4" |  |  |  |  | FL |  | RF |  |  | mm | 114.3 | 4 | 82765.0642 | 52178.5292 | 1424 | 150 |  | New | [7 empty] | N-4 |  | SHOP | RACK PRINCIPAL | 386007 |  | 23.876
Nozzle, flanged, RF, 150, ASME B16.5 | ASME B16.5 |  |  |  | Nozzle, flanged, 4" ND, RF, 150, ASME B16.5 | Nozzle, flanged |  | 4" |  |  |  |  | FL |  | RF |  |  | mm | 114.3 | 4 | 82664.7727 | 52178.5292 | 824 | 150 |  | New | [7 empty] | N-5 |  | SHOP | RACK PRINCIPAL | 386009 |  | 23.876
BALL VALVE, RF, #150, FB, FS, B16.10, A216 Gr. WCB | ASME B16.10 |  |  |  | BALL VALVE NPT | Ball Valve | B | 4" | 3"-PRW-A2-203-N | Short Pattern | SKEY=VBFL,TYPE=VALVE |  | FL |  | RF |  |  | mm | 114.3 | 4 | 82667.173 | 43053.5311 | 824 | 150 |  | New |  | 45 | KG |  |  |  |  | ?-? |  | SHOP | RACK PRINCIPAL | 386050 |  | 23.876
FLANGE WN, #150, RF, SCH 40, B16.5, A105 | ASME B16.5 |  |  |  | FLANGE WN | FLANGE WN | B | 4" | 3"-PRW-A2-203-N |  | TYPE=FLANGE,SKEY=FLWN |  | FL |  | RF |  |  | mm | 114.3 | 4 | 82898.1733 | 43053.5311 | 824 | 150 |  | New |  | 7.12 | KG | [6 empty] | SHOP | RACK PRINCIPAL | 386065 |  | 23.876
BALL VALVE, RF, #150, FB, FS, B16.10, A216 Gr. WCB | ASME B16.10 |  |  |  | BALL VALVE NPT | Ball Valve | B | 4" | 3"-LIH-B-438-N | Short Pattern | SKEY=VBFL,TYPE=VALVE |  | FL |  | RF |  |  | mm | 114.3 | 4 | 82667.173 | 47616.0301 | 824 | 150 |  | New |  | 45 | KG |  |  |  |  | ?-? |  | SHOP | RACK PRINCIPAL | 386099 |  | 23.876
BALL VALVE, RF, #150, FB, FS, B16.10, A216 Gr. WCB | ASME B16.10 |  |  |  | BALL VALVE NPT | Ball Valve | B | 4" | 3"-LIH-B-425-N | Short Pattern | SKEY=VBFL,TYPE=VALVE |  | FL |  | RF |  |  | mm | 114.3 | 4 | 82667.173 | 52178.5292 | 824 | 150 |  | New |  | 45 | KG |  |  |  |  | ?-? |  | SHOP | RACK PRINCIPAL | 386108 |  | 23.876
FLANGE WN, #150, RF, SCH 40, B16.5, A105 | ASME B16.5 |  |  |  | FLANGE WN | FLANGE WN | B | 4" | 3"-LIH-B-438-N |  | TYPE=FLANGE,SKEY=FLWN |  | FL |  | RF |  |  | mm | 114.3 | 4 | 82898.1733 | 47616.0301 | 824 | 150 |  | New |  | 7.12 | KG | [6 empty] | SHOP | RACK PRINCIPAL | 386122 |  | 23.876
FLANGE WN, #150, RF, SCH 40, B16.5, A105 | ASME B16.5 |  |  |  | FLANGE WN | FLANGE WN | B | 4" | 3"-LIH-B-425-N |  | TYPE=FLANGE,SKEY=FLWN |  | FL |  | RF |  |  | mm | 114.3 | 4 | 82898.1733 | 52178.5292 | 824 | 150 |  | New |  | 7.12 | KG | [6 empty] | SHOP | RACK PRINCIPAL | 386142 |  | 23.876
RED CONC, BW, SCH 40, B16.9, A234 WPB | ASME B16.9 |  |  |  | REDUCER CONC | REDUCER (CONC) | B | 4"x3" | 3"-PRW-A2-203-N |  | TYPE=REDUCER-CONCENTRIC,SKEY=RCBW |  | BV | 0 |  |  |  | mm | 114.3 | 4 | 82974.3733 | 43053.5311 | 824 |  |  | New |  | 1.6 | KG | [6 empty] | SHOP | RACK PRINCIPAL | 386168
RED CONC, BW, SCH 40, B16.9, A234 WPB | ASME B16.9 |  |  |  | REDUCER CONC | REDUCER (CONC) | B | 4"x3" | 3"-LIH-B-438-N |  | TYPE=REDUCER-CONCENTRIC,SKEY=RCBW |  | BV | 0 |  |  |  | mm | 114.3 | 4 | 82974.3733 | 47616.0301 | 824 |  |  | New |  | 1.6 | KG | [6 empty] | SHOP | RACK PRINCIPAL | 386174
RED CONC, BW, SCH 40, B16.9, A234 WPB | ASME B16.9 |  |  |  | REDUCER CONC | REDUCER (CONC) | B | 4"x3" | 3"-LIH-B-425-N |  | TYPE=REDUCER-CONCENTRIC,SKEY=RCBW |  | BV | 0 |  |  |  | mm | 114.3 | 4 | 82974.3733 | 52178.5292 | 824 |  |  | New |  | 1.6 | KG | [6 empty] | SHOP | RACK PRINCIPAL | 386180
PIPE, SEAMLESS, BE, SCH 40, B36.10, A106 Gr. B | API 5L Gr. B |  |  |  | 2"-24" | PIPE, SEAMLESS | B | 3" | 3"-PRW-A2-203-N |  | TYPE=PIPE |  | PL |  |  |  |  | mm | 88.9 | 3 | 83276.372 | 43053.5311 | 824 |  | STD | New |  | 11.29 | KG | [6 empty] | SHOP | RACK PRINCIPAL | 386190
PIPE, SEAMLESS, BE, SCH 40, B36.10, A106 Gr. B | API 5L Gr. B |  |  |  | 2"-24" | PIPE, SEAMLESS | B | 3" | 3"-LIH-B-438-N |  | TYPE=PIPE |  | PL |  |  |  |  | mm | 88.9 | 3 | 83276.372 | 47616.0294 | 824 |  | STD | New |  | 11.29 | KG | [6 empty] | SHOP | RACK PRINCIPAL | 386201
PIPE, SEAMLESS, BE, SCH 40, B36.10, A106 Gr. B | API 5L Gr. B |  |  |  | 2"-24" | PIPE, SEAMLESS | B | 3" | 3"-LIH-B-425-N |  | TYPE=PIPE |  | PL |  |  |  |  | mm | 88.9 | 3 | 83276.372 | 52178.531 | 824 |  | STD | New |  | 11.29 | KG | [6 empty] | SHOP | RACK PRINCIPAL | 386211
PIPE, SEAMLESS, BE, SCH 40, B36.10, A106 Gr. B | API 5L Gr. B |  |  |  | 2"-24" | PIPE, SEAMLESS | B | 3" | 3"-PRW-A2-203-N |  | TYPE=PIPE |  | PL |  |  |  |  | mm | 88.9 | 3 | 83390.672 | 43053.5311 | 709.7 |  | STD | New |  | 11.29 | KG | [6 empty] | SHOP | RACK PRINCIPAL | 386221
PIPE, SEAMLESS, BE, SCH 40, B36.10, A106 Gr. B | API 5L Gr. B |  |  |  | 2"-24" | PIPE, SEAMLESS | B | 3" | 3"-LIH-B-438-N |  | TYPE=PIPE |  | PL |  |  |  |  | mm | 88.9 | 3 | 83390.672 | 47616.0294 | 709.7 |  | STD | New |  | 11.29 | KG | [6 empty] | SHOP | RACK PRINCIPAL | 386231
PIPE, SEAMLESS, BE, SCH 40, B36.10, A106 Gr. B | API 5L Gr. B |  |  |  | 2"-24" | PIPE, SEAMLESS | B | 3" | 3"-LIH-B-425-N |  | TYPE=PIPE |  | PL |  |  |  |  | mm | 88.9 | 3 | 83390.672 | 52178.531 | 709.7 |  | STD | New |  | 11.29 | KG | [6 empty] | SHOP | RACK PRINCIPAL | 386241
PIPE, SEAMLESS, BE, SCH 40, B36.10, A106 Gr. B | API 5L Gr. B |  |  |  | 2"-24" | PIPE, SEAMLESS | B | 3" | 3"-PRW-A2-207-N |  | TYPE=PIPE |  | PL |  |  |  |  | mm | 88.9 | 3 | 83276.372 | 38491.032 | 824 |  | STD | New |  | 11.29 | KG | [6 empty] | SHOP | RACK PRINCIPAL | 386257
PIPE, SEAMLESS, BE, SCH 40, B36.10, A106 Gr. B | API 5L Gr. B |  |  |  | 2"-24" | PIPE, SEAMLESS | B | 3" | 3"-LIH-B-426-N |  | TYPE=PIPE |  | PL |  |  |  |  | mm | 88.9 | 3 | 83390.672 | 55640.9351 | 168.45 |  | STD | New |  | 11.29 | KG | [6 empty] | SHOP | RACK PRINCIPAL | 386273
PIPE, SEAMLESS, BE, SCH 40, B36.10, A106 Gr. B | API 5L Gr. B |  |  |  | 2"-24" | PIPE, SEAMLESS | B | 3" | 3"-LIH-B-426-N |  | TYPE=PIPE |  | PL |  |  |  |  | mm | 88.9 | 3 | 83390.672 | 52092.6756 | 168.45 |  | STD | New |  | 11.29 | KG | [6 empty] | SHOP | RACK PRINCIPAL | 386283
PIPE, SEAMLESS, BE, SCH 40, B36.10, A106 Gr. B | API 5L Gr. B |  |  |  | 2"-24" | PIPE, SEAMLESS | B | 3" | 3"-LIH-B-426-N |  | TYPE=PIPE |  | PL |  |  |  |  | mm | 88.9 | 3 | 83390.672 | 47530.1774 | 168.45 |  | STD | New |  | 11.29 | KG | [6 empty] | SHOP | RACK PRINCIPAL | 386304
PIPE, SEAMLESS, BE, SCH 40, B36.10, A106 Gr. B | API 5L Gr. B |  |  |  | 2"-24" | PIPE, SEAMLESS | B | 3" | 3"-LIH-B-426-N |  | TYPE=PIPE |  | PL |  |  |  |  | mm | 88.9 | 3 | 83390.672 | 38576.884 | 168.45 |  | STD | New |  | 11.29 | KG | [6 empty] | SHOP | RACK PRINCIPAL | 386320
PIPE, SEAMLESS, BE, SCH 40, B36.10, A106 Gr. B | API 5L Gr. B |  |  |  | 2"-24" | PIPE, SEAMLESS | B | 3" | 3"-PRW-A2-207-N |  | TYPE=PIPE |  | PL |  |  |  |  | mm | 88.9 | 3 | 83390.672 | 38491.032 | 709.7 |  | STD | New |  | 11.29 | KG | [6 empty] | SHOP | RACK PRINCIPAL | 386340
FLANGE BLIND, RG, #150, B16.5, A105 | ASME B16.5 |  |  |  | FLANGE BLIND | FLANGE BLIND | B | 4" | 1/2"-PRW-A2-206-N |  | TYPE=FLANGE-BLIND,SKEY=FLBL |  | FL |  | RF |  |  | mm | 114.3 | 4 | 82759.2333 | 43053.5311 | 1924 | 150 |  | New |  | 4.1 | KG | [6 empty] | SHOP | RACK PRINCIPAL | 386406 |  | 23.876
FLANGE BLIND, RG, #150, B16.5, A105 | ASME B16.5 |  |  |  | FLANGE BLIND | FLANGE BLIND | B | 4" | 1 1/2"-LIH-B-436-N |  | TYPE=FLANGE-BLIND,SKEY=FLBL |  | FL |  | RF |  |  | mm | 114.3 | 4 | 82759.2333 | 47616.0301 | 1924 | 150 |  | New |  | 4.1 | KG | [6 empty] | SHOP | RACK PRINCIPAL | 386429 |  | 23.876
FLANGE BLIND, RG, #150, B16.5, A105 | ASME B16.5 |  |  |  | FLANGE BLIND | FLANGE BLIND | B | 4" | 1 1/2"-LIH-B-437-N |  | TYPE=FLANGE-BLIND,SKEY=FLBL |  | FL |  | RF |  |  | mm | 114.3 | 4 | 82759.2333 | 52178.5292 | 1924 | 150 |  | New |  | 4.1 | KG | [6 empty] | SHOP | RACK PRINCIPAL | 386452 |  | 23.876
PIPE, SEAMLESS, PE, SCH 160, B36.10, A106 Gr. B | ASTM A106 Gr. B |  |  |  | 1/2"-1-1/2" | PIPE, SEAMLESS | B | 1 1/2" | 1 1/2"-LIH-B-421-N |  | TYPE=PIPE |  | PL |  |  |  |  | mm | 48.26 | 1.5 | 85481.923 | 36143.9185 | 524.13 |  | 10S | New |  | 7.25 | KG | [6 empty] | SHOP | RACK PRINCIPAL | 386472
PIPE, SEAMLESS, PE, SCH 160, B36.10, A106 Gr. B | ASTM A106 Gr. B |  |  |  | 1/2"-1-1/2" | PIPE, SEAMLESS | B | 1" | 1"-DO-B-509-N |  | TYPE=PIPE |  | PL |  |  |  |  | mm | 33.401 | 1 | 85676.273 | 36331.9185 | 516.7005 |  | 10S | New |  | 4.24 | KG | [6 empty] | SHOP | RACK PRINCIPAL | 386488
PIPE, SCH 80, PE, B36.1, A-106 GR.B | ASTM A106 |  |  |  | PIPE, SEAMLESS, 80, 1/2" ND, PE, ASTM A106 | PIPE, SEAMLESS | A1A2 | 1/2" | 1/2"-PRW-A2-205-N |  | TYPE=PIPE |  | PL |  |  |  |  | mm | 21.336 | 0.5 | 85588.653 | 36241.9185 | 510.668 |  | 80 | New |  |  | KG | [6 empty] | SHOP | RACK PRINCIPAL | 386498
Nozzle, flanged, RF, 600, ASME B16.5 | ASME B16.5 |  |  |  | Nozzle, flanged, 3" ND, RF, 600, ASME B16.5 | Nozzle, flanged |  | 3" |  |  |  |  | FL |  | RF |  |  | mm | 88.9 | 3 | 1584.748 | 13435.4201 | 7981.5248 | 600 |  | New | [7 empty] | N-1 |  | SHOP | SKID GAS | 386815 |  | 38.1
Nozzle, flanged, RF, 600, ASME B16.5 | ASME B16.5 |  |  |  | Nozzle, flanged, 3" ND, RF, 600, ASME B16.5 | Nozzle, flanged |  | 3" |  |  |  |  | FL |  | RF |  |  | mm | 88.9 | 3 | 1076.748 | 13435.4201 | 945.8 | 600 |  | New | [7 empty] | N-2 |  | SHOP | SKID GAS | 386817 |  | 38.1
Nozzle, threaded, ASME B16.11 | ASME B16.11 |  |  |  | Nozzle, threaded, 1" ND, ASME B16.11 | Nozzle, threaded |  | 1" |  |  |  |  | THDF | 10.16 | RF |  |  | mm | 33.401 | 1 | 1821.4873 | 13198.6808 | 6584.6 | 6000 |  | New | [7 empty] | N-3 |  | SHOP | SKID GAS | 386819
Nozzle, threaded, ASME B16.11 | ASME B16.11 |  |  |  | Nozzle, threaded, 1" ND, ASME B16.11 | Nozzle, threaded |  | 1" |  |  |  |  | THDF | 10.16 | RF |  |  | mm | 33.401 | 1 | 1821.4873 | 13672.1595 | 1631.6 | 6000 |  | New | [7 empty] | N-4 |  | SHOP | SKID GAS | 386821
Nozzle, threaded, ASME B16.11 | ASME B16.11 |  |  |  | Nozzle, threaded, 1" ND, ASME B16.11 | Nozzle, threaded |  | 1" |  |  |  |  | THDF | 10.16 | RF |  |  | mm | 33.401 | 1 | 1348.0086 | 13672.1595 | 1123.6 | 6000 |  | New | [7 empty] | N-5 |  | SHOP | SKID GAS | 386823
Nozzle, threaded, ASME B16.11 | ASME B16.11 |  |  |  | Nozzle, threaded, 1" ND, ASME B16.11 | Nozzle, threaded |  | 1" |  |  |  |  | THDF | 10.16 | RF |  |  | mm | 33.401 | 1 | 1348.0086 | 13198.6808 | 1479.2 | 6000 |  | New | [7 empty] | N-6 |  | SHOP | SKID GAS | 386825
Nozzle, threaded, ASME B16.11 | ASME B16.11 |  |  |  | Nozzle, threaded, 1/2" ND, ASME B16.11 | Nozzle, threaded |  | 1/2" |  |  |  |  | THDF | 8.128 | RF |  |  | mm | 21.336 | 0.5 | 1584.748 | 13770.22 | 1047.4 | 6000 |  | New | [7 empty] | N-7 |  | SHOP | SKID GAS | 386827
Nozzle, threaded, ASME B16.11 | ASME B16.11 |  |  |  | Nozzle, threaded, 1/2" ND, ASME B16.11 | Nozzle, threaded |  | 1/2" |  |  |  |  | THDF | 8.128 | RF |  |  | mm | 21.336 | 0.5 | 1584.748 | 13770.22 | 1149 | 6000 |  | New | [7 empty] | N-8 |  | SHOP | SKID GAS | 386829
Nozzle, threaded, ASME B16.11 | ASME B16.11 |  |  |  | Nozzle, threaded, 1" ND, ASME B16.11 | Nozzle, threaded |  | 1" |  |  |  |  | THDF | 10.16 | RF |  |  | mm | 33.401 | 1 | 1348.0086 | 13198.6808 | 514 | 6000 |  | New | [7 empty] | N-9 |  | SHOP | SKID GAS | 386831
Nozzle, threaded, ASME B16.11 | ASME B16.11 |  |  |  | Nozzle, threaded, 1" ND, ASME B16.11 | Nozzle, threaded |  | 1" |  |  |  |  | THDF | 10.16 | RF |  |  | mm | 33.401 | 1 | 1348.0086 | 13198.6808 | 1936.4 | 6000 |  | New | [7 empty] | N-10 |  | SHOP | SKID GAS | 386833
Nozzle, threaded, ASME B16.11 | ASME B16.11 |  |  |  | Nozzle, threaded, 3/4" ND, ASME B16.11 | Nozzle, threaded |  | 3/4" |  |  |  |  | THDF | 8.6106 | RF |  |  | mm | 26.67 | 0.75 | 1584.748 | 13770.2201 | 514 | 6000 |  | New | [7 empty] | N-11 |  | SHOP | SKID GAS | 386835
Nozzle, threaded, ASME B16.11 | ASME B16.11 |  |  |  | Nozzle, threaded, 3/4" ND, ASME B16.11 | Nozzle, threaded |  | 3/4" |  |  |  |  | THDF | 8.6106 | RF |  |  | mm | 26.67 | 0.75 | 1584.748 | 13770.2201 | 920.4 | 6000 |  | New | [7 empty] | N-12 |  | SHOP | SKID GAS | 386837
Nozzle, threaded, ASME B16.11 | ASME B16.11 |  |  |  | Nozzle, threaded, 2" ND, ASME B16.11 | Nozzle, threaded |  | 2" |  |  |  |  | THDF | 11.0744 | RF |  |  | mm | 60.325 | 2 | 1348.0087 | 13672.1594 | 666.4 | 6000 |  | New | [7 empty] | N-13 |  | SHOP | SKID GAS | 386839
Nozzle, threaded, ASME B16.11 | ASME B16.11 |  |  |  | Nozzle, threaded, 2" ND, ASME B16.11 | Nozzle, threaded |  | 2" |  |  |  |  | THDF | 11.0744 | RF |  |  | mm | 60.325 | 2 | 1821.4873 | 13672.1594 | 666.4 | 6000 |  | New | [7 empty] | N-14 |  | SHOP | SKID GAS | 386841
FLANGE WN, RF, #600, SCH 80, B16.5, A105 | ASME B16.5 |  |  |  | FLANGE WN | FLANGE WN | D | 3" | 4"-PG-D-305-N |  | TYPE=FLANGE,SKEY=FLWN |  | FL |  | RF |  |  | mm | 88.9 | 3 | 1074.3477 | 13435.4201 | 945.8 | 600 |  | New |  | 9 | KG | [6 empty] | SHOP | SKID GAS | 386898 |  | 38.1
RED CONC, BW, SCH 80, B16.9, A234 WPB | ASME B16.9 |  |  |  | REDUCER CONC | REDUCER (CONC) | D | 4"x3" | 4"-PG-D-305-N |  | TYPE=REDUCER-CONCENTRIC,SKEY=RCBW |  | BV | 0 |  |  |  | mm | 114.3 | 4 | 883.4489 | 13435.4201 | 945.8 |  |  | New |  | 2.27 | KG | [6 empty] | SHOP | SKID GAS | 386911
ELL 90 LR, BW, SCH 80, B16.9, A234 WPB | ASME B16.9 |  |  |  | ELL 90 LR | ELL 90 LR | D | 4" | 4"-PG-D-305-N |  | TYPE=ELBOW,SKEY=ELBW |  | BV | 0 |  |  |  | mm | 114.3 | 4 | 585.0277 | 13435.4201 | 945.8 |  |  | New |  | 5.4 | KG | [6 empty] | SHOP | SKID GAS | 386917
PIPE, SEAMLESS, BE, SCH 80, B36.10, A106 Gr B | API 5L Gr. B |  |  |  | 3"-8" | PIPE, SEAMLESS | D | 4" | 4"-PG-D-305-N |  | TYPE=PIPE |  | PL |  |  |  |  | mm | 114.3 | 4 | 737.4277 | 13435.4201 | 945.8 |  | STD | New |  | 22.32 | KG | [6 empty] | SHOP | SKID GAS | 386933
PIPE, SEAMLESS, BE, SCH 80, B36.10, A106 Gr B | API 5L Gr. B |  |  |  | 3"-8" | PIPE, SEAMLESS | D | 4" | 4"-PG-D-305-N |  | TYPE=PIPE |  | PL |  |  |  |  | mm | 114.3 | 4 | 584.7026 | 13435.5576 | 3224.7999 |  | STD | New |  | 22.32 | KG | [6 empty] | SHOP | SKID GAS | 386949
THREADOLET, 3000#, MSS SP-97 | MSS SP-97 |  |  |  | THREADOLET, 4"X1/2" ND, 3000 LB, BWXFPT, 1/2" LG, MSS SP-97 | Threadolet | D | 4"x1/2" | 4"-PG-D-305-N |  | TYPE=OLET,SKEY=THSC |  | BV | 0 |  |  |  | mm | 114.3 | 4 | 584.9975 | 13435.4329 | 1295.4569 | 3000 |  | New |  | 0.11 | KG | [6 empty] | SHOP | SKID GAS | 386955
PIPE, SEAMLESS, PE, SCH 160, B36.10, A106 Gr. B | ASTM A106 Gr. B |  |  |  | 1/2"-1-1/2" | PIPE, SEAMLESS | D | 3/4" | 3/4"-QUI-D-704-N |  | TYPE=PIPE |  | PL |  |  |  |  | mm | 26.67 | 0.75 | 1986.6031 | 13837.2752 | 1612.55 |  | 10S | New |  | 2.9 | KG | [6 empty] | SHOP | SKID GAS | 386969
ELL 90, SW, 3000#, B16.11, A105 | ASME B16.11 |  |  |  | ELL 90 SW | ELL 90 | D | 3/4" | 3/4"-QUI-D-704-N |  | TYPE=ELBOW,SKEY=ELSW |  | SW | 12.7 |  |  |  | mm | 26.67 | 0.75 | 1986.6031 | 13837.2752 | 211.2101 | 3000 |  | New |  | 0.24 | KG | [6 empty] | SHOP | SKID GAS | 386979
PIPE, SEAMLESS, PE, SCH 160, B36.10, A106 Gr. B | ASTM A106 Gr. B |  |  |  | 1/2"-1-1/2" | PIPE, SEAMLESS | D | 3/4" | 3/4"-QUI-D-702-N |  | TYPE=PIPE |  | PL |  |  |  |  | mm | 26.67 | 0.75 | 1715.3097 | 12965.4201 | 1209.2826 |  | 10S | New |  | 2.9 | KG | [6 empty] | SHOP | SKID GAS | 386995
HEX HEAD BUSHING, 3000#, B16.11, A105 | ASME B16.11 |  |  |  | HEX HEAD BUSHING, 2"X1/2" ND, MPTXFPT, ASME B16.11 | Hex Head Bushing | D | 2"x1/2" | 1/2"-LIH-D-433-N |  | TYPE=COUPLING,SKEY=COSC |  | THDM | 0 |  |  |  | mm | 60.325 | 2 | 584.5006 | 8268.7668 | 734.383 |  |  | New |  | 0.6 | [7 empty] | SHOP | SKID GAS | 387008
PIPE, SEAMLESS, PE, SCH 160, B36.10, A106 Gr. B | ASTM A106 Gr. B |  |  |  | 1/2"-1-1/2" | PIPE, SEAMLESS | D | 1/2" | 1/2"-LIH-D-433-N |  | TYPE=PIPE |  | PL |  |  |  |  | mm | 21.336 | 0.5 | 584.5006 | 8268.7668 | 721.683 |  | 10S | New |  | 1.95 | KG | [6 empty] | SHOP | SKID GAS | 387018
PIPE, SEAMLESS, PE, SCH 160, B36.10, A106 Gr. B | ASTM A106 Gr. B |  |  |  | 1/2"-1-1/2" | PIPE, SEAMLESS | D | 1/2" | 1/2"-LIH-D-434-N |  | TYPE=PIPE |  | PL |  |  |  |  | mm | 21.336 | 0.5 | 1770.7543 | 5203.2489 | 327.7468 |  | 10S | New |  | 1.95 | KG | [6 empty] | SHOP | SKID GAS | 387028
NEEDLE VALVE, #6000, SS 316 |  |  |  |  | NEEDLE VALVE, 1/2" ND, 2500 LB, FPT, 1 3/25" LG | Needle Valve | A3A2 | 1/2" | 1/2"-LIH-D-434-N |  | SKEY=VNSC,TYPE=VALVE |  | THDF | 9.652 |  |  |  | mm | 21.336 | 0.5 | 1770.7698 | 5654.3495 | 327.7468 | 2500 |  | New |  |  | KG |  |  |  |  | ?-? |  | SHOP | SKID GAS | 387034
PIPE, SCH 160, PE, B36.1, A-106 GR.B | ASTM A106 |  |  |  | PIPE, SEAMLESS, 160, 1/2" ND, PE, ASTM A106 | PIPE, SEAMLESS | A3A2 | 1/2" | 1/2"-LIH-D-434-N |  | TYPE=PIPE |  | PL |  |  |  |  | mm | 21.336 | 0.5 | 1770.7707 | 5682.7975 | 327.7468 |  | 160 | New |  |  | KG | [6 empty] | SHOP | SKID GAS | 387040
UNION, 6000#, SW, MSS-SP-83 | MSS-SP-83 |  |  |  | UNION, 1/2" ND, 6000 LB, SW, MSS-SP-83 | UNION | A3A2 | 1/2" | 1/2"-LIH-D-434-N |  | TYPE=UNION,SKEY=UNSW |  | SW | 14.2875 |  |  |  | mm | 21.336 | 0.5 | 1770.7733 | 5757.7975 | 327.7468 | 6000 |  | New |  | 0.91 | KG | [6 empty] | SHOP | SKID GAS | 387046
PIPE, SEAMLESS, PE, SCH 160, B36.10, A106 Gr. B | ASTM A106 Gr. B |  |  |  | 1/2"-1-1/2" | PIPE, SEAMLESS | B | 1/2" | 1/2"-LIH-B-407-N |  | TYPE=PIPE |  | PL |  |  |  |  | mm | 21.336 | 0.5 | 1770.7731 | 5963.2565 | 327.7468 |  | 10S | New |  | 1.95 | KG | [6 empty] | SHOP | SKID GAS | 387056
HEX HEAD BUSHING, 3000#, B16.11, A105 | ASME B16.11 |  |  |  | HEX HEAD BUSHING, 2"X1/2" ND, MPTXFPT, ASME B16.11 | Hex Head Bushing | D | 2"x1/2" | 1/2"-LIH-D-434-N |  | TYPE=COUPLING,SKEY=COSC |  | THDM | 0 |  |  |  | mm | 60.325 | 2 | 2130.2714 | 4849.0716 | 733.9702 |  |  | New |  | 0.6 | [7 empty] | SHOP | SKID GAS | 387062
PIPE, SEAMLESS, PE, SCH 160, B36.10, A106 Gr. B | ASTM A106 Gr. B |  |  |  | 1/2"-1-1/2" | PIPE, SEAMLESS | D | 1/2" | 1/2"-LIH-D-434-N |  | TYPE=PIPE |  | PL |  |  |  |  | mm | 21.336 | 0.5 | 2130.2714 | 4849.0716 | 721.2702 |  | 10S | New |  | 1.95 | KG | [6 empty] | SHOP | SKID GAS | 387068
HEX HEAD BUSHING, 3000#, B16.11, A105 | ASME B16.11 |  |  |  | HEX HEAD BUSHING, 2"X1/2" ND, MPTXFPT, ASME B16.11 | Hex Head Bushing | D | 2"x1/2" | 1/2"-PRW-D-200-N |  | TYPE=COUPLING,SKEY=COSC |  | THDM | 0 |  |  |  | mm | 60.325 | 2 | 584.1977 | 7887.7669 | 734.383 |  |  | New |  | 0.6 | [7 empty] | SHOP | SKID GAS | 387074
PIPE, SEAMLESS, PE, SCH 160, B36.10, A106 Gr. B | ASTM A106 Gr. B |  |  |  | 1/2"-1-1/2" | PIPE, SEAMLESS | D | 1/2" | 1/2"-PRW-D-200-N |  | TYPE=PIPE |  | PL |  |  |  |  | mm | 21.336 | 0.5 | 584.1977 | 7887.7669 | 721.683 |  | 10S | New |  | 1.95 | KG | [6 empty] | SHOP | SKID GAS | 387084
HEX HEAD BUSHING, 3000#, B16.11, A105 | ASME B16.11 |  |  |  | HEX HEAD BUSHING, 2"X1/2" ND, MPTXFPT, ASME B16.11 | Hex Head Bushing | D | 2"x1/2" | 1/2"-OD-B-501-N |  | TYPE=COUPLING,SKEY=COSC |  | THDM | 0 |  |  |  | mm | 60.325 | 2 | 2130.2714 | 7378.6474 | 733.9702 |  |  | New |  | 0.6 | [7 empty] | SHOP | SKID GAS | 387090
PIPE, SEAMLESS, PE, SCH 160, B36.10, A106 Gr. B | ASTM A106 Gr. B |  |  |  | 1/2"-1-1/2" | PIPE, SEAMLESS | D | 1/2" | 1/2"-OD-B-501-N |  | TYPE=PIPE |  | PL |  |  |  |  | mm | 21.336 | 0.5 | 2130.2714 | 7378.6474 | 721.2702 |  | 10S | New |  | 1.95 | KG | [6 empty] | SHOP | SKID GAS | 387096
THREADOLET, 3000#, MSS SP-97 | MSS SP-97 |  |  |  | THREADOLET, 6"X1/2" ND, 3000 LB, BWXFPT, 1/2" LG, MSS SP-97 | Threadolet | B | 6"x1/2" | 6"-FH-B-325-N |  | TYPE=OLET,SKEY=THSC |  | BV | 0 |  |  |  | mm | 168.275 | 6 | 201541.2061 | 83760.7469 | 2883.027 | 3000 |  | New |  | 0.11 | KG | [6 empty] | SHOP | RACK PRINCIPAL | 387103
THREADOLET, 3000#, NPT, MSS-SP-97, A-105 | ASME B16.11 |  | A105 |  | THREADOLET, 6"X1/2", 3000#, ASME B16.11 | THREADOLET | A1A2 | 6"x1/2" | 6"-FH-B-325-N |  | TYPE=OLET,SKEY=THSC |  | BV | 0 |  |  |  | mm | 168.275 | 6 | 200934.7404 | 83154.2812 | 2881.2401 | 3000 |  | New |  | 0.22 | LB | [6 empty] | SHOP | RACK PRINCIPAL | 387116
PIPE, SEAMLESS, PE, SCH 160, B36.10, A106 Gr. B | ASTM A106 Gr. B |  |  |  | 1/2"-1-1/2" | PIPE, SEAMLESS | D | 1/2" | 1/2"-LIH-D-404-N |  | TYPE=PIPE |  | PL |  |  |  |  | mm | 21.336 | 0.5 | 1206.8891 | 13057.5613 | 498.252 |  | 10S | New |  | 1.95 | KG | [6 empty] | SHOP | SKID GAS | 387203
ELL 90, SW, 3000#, B16.11, A105 | ASME B16.11 |  |  |  | ELL 90 SW | ELL 90 | D | 1/2" | 1/2"-LIH-D-404-N |  | TYPE=ELBOW,SKEY=ELSW |  | SW | 9.652 |  |  |  | mm | 21.336 | 0.5 | 1206.8891 | 13057.5613 | 514 | 3000 |  | New |  | 0.15 | KG | [6 empty] | SHOP | SKID GAS | 387209
ELL 90, SW, 3000#, B16.11, A105 | ASME B16.11 |  |  |  | ELL 90 SW | ELL 90 | D | 1/2" | 1/2"-LIH-D-404-N |  | TYPE=ELBOW,SKEY=ELSW |  | SW | 9.652 |  |  |  | mm | 21.336 | 0.5 | 1206.8891 | 13057.5613 | 214.5757 | 3000 |  | New |  | 0.15 | KG | [6 empty] | SHOP | SKID GAS | 387215
PIPE, SEAMLESS, PE, SCH 160, B36.10, A106 Gr. B | ASTM A106 Gr. B |  |  |  | 1/2"-1-1/2" | PIPE, SEAMLESS | D | 1/2" | 1/2"-LIH-D-404-N |  | TYPE=PIPE |  | PL |  |  |  |  | mm | 21.336 | 0.5 | 1218.0246 | 13068.6968 | 514 |  | 10S | New |  | 1.95 | KG | [6 empty] | SHOP | SKID GAS | 387229
PIPE, SEAMLESS, PE, SCH 160, B36.10, A106 Gr. B | ASTM A106 Gr. B |  |  |  | 1/2"-1-1/2" | PIPE, SEAMLESS | D | 1/2" | 1/2"-LIH-D-404-N |  | TYPE=PIPE |  | PL |  |  |  |  | mm | 21.336 | 0.5 | 1191.1411 | 13057.5613 | 214.5757 |  | 10S | New |  | 1.95 | KG | [6 empty] | SHOP | SKID GAS | 387239
PIPE, SEAMLESS, PE, SCH 160, B36.10, A106 Gr. B | ASTM A106 Gr. B |  |  |  | 1/2"-1-1/2" | PIPE, SEAMLESS | D | 3/4" | 3/4"-QUI-D-702-N |  | TYPE=PIPE |  | PL |  |  |  |  | mm | 26.67 | 0.75 | 2429.6007 | 12690.5762 | 211.2101 |  | 10S | New |  | 2.9 | KG | [6 empty] | SHOP | SKID GAS | 387249
HEX HEAD BUSHING, 3000#, B16.11, A105 | ASME B16.11 |  |  |  | HEX HEAD BUSHING, 2"X1/2" ND, MPTXFPT, ASME B16.11 | Hex Head Bushing | D | 2"x1/2" | 1/2"-DO-B-502-N |  | TYPE=COUPLING,SKEY=COSC |  | THDM | 0 |  |  |  | mm | 60.325 | 2 | 582.582 | 5855.7676 | 734.383 |  |  | New |  | 0.6 | [7 empty] | SHOP | SKID GAS | 387255
PIPE, SEAMLESS, PE, SCH 160, B36.10, A106 Gr. B | ASTM A106 Gr. B |  |  |  | 1/2"-1-1/2" | PIPE, SEAMLESS | D | 1/2" | 1/2"-DO-B-502-N |  | TYPE=PIPE |  | PL |  |  |  |  | mm | 21.336 | 0.5 | 582.582 | 5855.7676 | 633.1575 |  | 10S | New |  | 1.95 | KG | [6 empty] | SHOP | SKID GAS | 387265
Nozzle, flanged, RF, 600, ASME B16.5 | ASME B16.5 |  |  |  | Nozzle, flanged, 3" ND, RF, 600, ASME B16.5 | Nozzle, flanged |  | 3" |  |  |  |  | FL |  | RF |  |  | mm | 88.9 | 3 | 1584.748 | 12965.4201 | 1113.9251 | 600 | [9 empty] | N-1 |  | SHOP | SKID GAS | 387274 |  | 38.1
PIPE, SEAMLESS, BE, SCH 80, B36.10, A106 Gr B | API 5L Gr. B |  |  |  | 3"-8" | PIPE, SEAMLESS | D | 3" | 4"-PG-D-307-N |  | TYPE=PIPE |  | PL |  |  |  |  | mm | 88.9 | 3 | 1584.748 | 12965.4201 | 1022.6248 |  | STD | New |  | 15.27 | KG | [6 empty] | SHOP | SKID GAS | 387277
FLANGE WN, RF, #600, SCH 80, B16.5, A105 | ASME B16.5 |  |  |  | FLANGE WN | FLANGE WN | D | 3" | 4"-PG-D-307-N |  | TYPE=FLANGE,SKEY=FLWN |  | FL |  | RF |  |  | mm | 88.9 | 3 | 1584.748 | 12965.4201 | 1111.5248 | 600 |  | New |  | 9 | KG | [6 empty] | SHOP | SKID GAS | 387285 |  | 38.1
ELL 90 LR, BW, SCH 80, B16.9, A234 WPB | ASME B16.9 |  |  |  | ELL 90 LR | ELL 90 LR | D | 4" | 4"-PG-D-307-N |  | TYPE=ELBOW,SKEY=ELBW |  | BV | 0 |  |  |  | mm | 114.3 | 4 | 2130.2714 | 13222.4681 | 354.8352 |  |  | New |  | 5.4 | KG | [6 empty] | SHOP | SKID GAS | 387295
PIPE, SEAMLESS, BE, SCH 80, B36.10, A106 Gr B | API 5L Gr. B |  |  |  | 3"-8" | PIPE, SEAMLESS | D | 3" | 3"-PG-D-304-N |  | TYPE=PIPE |  | PL |  |  |  |  | mm | 88.9 | 3 | 2130.2714 | 10278.2513 | 354.8352 |  | STD | New |  | 15.27 | KG | [6 empty] | SHOP | SKID GAS | 387310
PIPE, SEAMLESS, BE, SCH 80, B36.10, A106 Gr B | API 5L Gr. B |  |  |  | 3"-8" | PIPE, SEAMLESS | D | 3" | 4"-PG-D-307-N |  | TYPE=PIPE |  | PL |  |  |  |  | mm | 88.9 | 3 | 1699.048 | 12965.4201 | 354.8352 |  | STD | New |  | 15.27 | KG | [6 empty] | SHOP | SKID GAS | 387320
ELL 90 LR, BW, SCH 80, B16.9, A234 WPB | ASME B16.9 |  |  |  | ELL 90 LR | ELL 90 LR | D | 3" | 4"-PG-D-307-N |  | TYPE=ELBOW,SKEY=ELBW |  | BV | 0 |  |  |  | mm | 88.9 | 3 | 1584.748 | 12965.4201 | 354.8352 |  |  | New |  | 2.75 | KG | [6 empty] | SHOP | SKID GAS | 387338
THREADOLET, 3000#, MSS SP-97 | MSS SP-97 |  |  |  | THREADOLET, 3"X3/4" ND, 3000 LB, BWXFPT, 1/2" LG, MSS SP-97 | Threadolet | D | 3"x3/4" | 4"-PG-D-307-N |  | TYPE=OLET,SKEY=THSC |  | BV | 0 |  |  |  | mm | 88.9 | 3 | 1865.3837 | 12965.4201 | 354.8352 | 3000 |  | New |  | 0.16 | KG | [6 empty] | SHOP | SKID GAS | 387350
PIPE, SEAMLESS, BE, SCH 80, B36.10, A106 Gr B | API 5L Gr. B |  |  |  | 3"-8" | PIPE, SEAMLESS | D | 4" | 4"-PG-D-307-N |  | TYPE=PIPE |  | PL |  |  |  |  | mm | 114.3 | 4 | 2866.4086 | 13217.0573 | 2157.0313 |  | STD | New |  | 22.32 | KG | [6 empty] | SHOP | SKID GAS | 387360
PIPE, SEAMLESS, PE, SCH 160, B36.10, A106 Gr. B | ASTM A106 Gr. B |  |  |  | 1/2"-1-1/2" | PIPE, SEAMLESS | B | 1" | 1"-DO-B-505-N |  | TYPE=PIPE |  | PL |  |  |  |  | mm | 33.401 | 1 | 49171.9992 | 2187.47 | 163.0525 |  | 10S | New |  | 4.24 | KG | [6 empty] | SHOP | RACK PRINCIPAL | 387409
PIPE, SCH 80, PE, B36.1, A-106 GR.B | ASTM A106 |  |  |  | PIPE, SEAMLESS, 80, 1/2" ND, PE, ASTM A106 | PIPE, SEAMLESS | A1A2 | 1/2" | 1/2"-PRW-A2-205-N |  | TYPE=PIPE |  | PL |  |  |  |  | mm | 21.336 | 0.5 | 85976.497 | 29405.4212 | 134.668 |  | 80 | New |  |  | KG | [6 empty] | SHOP | RACK PRINCIPAL | 387419
COUPLING, 3000 #, NPT, B16.11, A-105 | ASME B16.11 |  | A105 |  | COUPLING, 1/2", 3000#, NPT, ASME B16.11 | COUPLING | A1A2 | 1/2" | 1/2"-PRW-A2-205-N |  | TYPE=COUPLING,SKEY=COSC |  | THDF | 13.556 |  |  |  | mm | 21.336 | 0.5 | 85976.497 | 35405.4212 | 124 | 3000 |  | New |  | 0.31 | LB | [6 empty] | SHOP | RACK PRINCIPAL | 387425
PIPE, SCH 80, PE, B36.1, A-106 GR.B | ASTM A106 |  |  |  | PIPE, SEAMLESS, 80, 1/2" ND, PE, ASTM A106 | PIPE, SEAMLESS | A1A2 | 1/2" | 1/2"-PRW-A2-205-N |  | TYPE=PIPE |  | PL |  |  |  |  | mm | 21.336 | 0.5 | 85976.497 | 35426.0612 | 123.9633 |  | 80 | New |  |  | KG | [6 empty] | SHOP | RACK PRINCIPAL | 387435
PIPE, SEAMLESS, PE, SCH 160, B36.10, A106 Gr. B | ASTM A106 Gr. B |  |  |  | 1/2"-1-1/2" | PIPE, SEAMLESS | B | 1" | 1"-LIH-B-412-N |  | TYPE=PIPE |  | PL |  |  |  |  | mm | 33.401 | 1 | 49351.9917 | 2375.47 | 328.064 |  | 10S | New |  | 4.24 | KG | [6 empty] | SHOP | RACK PRINCIPAL | 387445
PIPE, SEAMLESS, PE, SCH 160, B36.10, A106 Gr. B | ASTM A106 Gr. B |  |  |  | 1/2"-1-1/2" | PIPE, SEAMLESS | D | 3/4" | 4"-PG-D-307-N |  | TYPE=PIPE |  | PL |  |  |  |  | mm | 26.67 | 0.75 | 1584.748 | 13770.2201 | 920.4 |  | 10S | New |  | 2.9 | KG | [6 empty] | SHOP | SKID GAS | 387502
PIPE, SEAMLESS, PE, SCH 160, B36.10, A106 Gr. B | ASTM A106 Gr. B |  |  |  | 1/2"-1-1/2" | PIPE, SEAMLESS | D | 3/4" | 4"-PG-D-307-N |  | TYPE=PIPE |  | PL |  |  |  |  | mm | 26.67 | 0.75 | 1584.748 | 14087.87 | 901.35 |  | 10S | New |  | 2.9 | KG | [6 empty] | SHOP | SKID GAS | 387518
PIPE, SEAMLESS, PE, SCH 160, B36.10, A106 Gr. B | ASTM A106 Gr. B |  |  |  | 1/2"-1-1/2" | PIPE, SEAMLESS | D | 3/4" | 4"-PG-D-307-N |  | TYPE=PIPE |  | PL |  |  |  |  | mm | 26.67 | 0.75 | 1584.748 | 14068.82 | 514 |  | 10S | New |  | 2.9 | KG | [6 empty] | SHOP | SKID GAS | 387530
FLOATING BALL VALVE, NPT, 2500#, A216 Gr WCB | ASME B16.10 |  |  |  | BALL VALVE, LONG PATTERN, 3/4" ND, 1500 LB, FPT, ASME B16.10, 2 3/5" LG | Ball Valve | D | 3/4" | 4"-PG-D-307-N | Long Pattern | SKEY=VBSC,TYPE=VALVE |  | THDF | 11.176 |  |  |  | mm | 26.67 | 0.75 | 1584.748 | 13958.853 | 920.4 | 1500 |  | New |  | 4.5 | KG |  |  |  |  | ?-? |  | SHOP | SKID GAS | 387536
PIPE, SEAMLESS, PE, SCH 160, B36.10, A106 Gr. B | ASTM A106 Gr. B |  |  |  | 1/2"-1-1/2" | PIPE, SEAMLESS | D | 3/4" | 4"-PG-D-307-N |  | TYPE=PIPE |  | PL |  |  |  |  | mm | 26.67 | 0.75 | 1584.748 | 13958.853 | 920.4 |  | 10S | New |  | 2.9 | KG | [6 empty] | SHOP | SKID GAS | 387538
FLOATING BALL VALVE, NPT, 2500#, A216 Gr WCB | ASME B16.10 |  |  |  | BALL VALVE, LONG PATTERN, 3/4" ND, 1500 LB, FPT, ASME B16.10, 2 3/5" LG | Ball Valve | D | 3/4" | 4"-PG-D-307-N | Long Pattern | SKEY=VBSC,TYPE=VALVE |  | THDF | 11.176 |  |  |  | mm | 26.67 | 0.75 | 1584.748 | 13958.0928 | 514 | 1500 |  | New |  | 4.5 | KG |  |  |  |  | ?-? |  | SHOP | SKID GAS | 387548
PIPE, SEAMLESS, PE, SCH 160, B36.10, A106 Gr. B | ASTM A106 Gr. B |  |  |  | 1/2"-1-1/2" | PIPE, SEAMLESS | D | 3/4" | 4"-PG-D-307-N |  | TYPE=PIPE |  | PL |  |  |  |  | mm | 26.67 | 0.75 | 1584.748 | 13892.0528 | 514 |  | 10S | New |  | 2.9 | KG | [6 empty] | SHOP | SKID GAS | 387550
TEE, SW, 3000 #, B16.11, A105 | ASME B16.11 |  |  |  | TEE RED SW | Tee | D | 3/4" | 4"-PG-D-307-N |  | TYPE=TEE,SKEY=TESW |  | SW | 12.7 |  |  |  | mm | 26.67 | 0.75 | 1584.748 | 14087.87 | 920.4 | 3000 |  | Existing |  |  | KG | [6 empty] | SHOP | SKID GAS | 387560
PIPE, SEAMLESS, PE, SCH 160, B36.10, A106 Gr. B | ASTM A106 Gr. B |  |  |  | 1/2"-1-1/2" | PIPE, SEAMLESS | D | 3/4" | 4"-PG-D-307-N |  | TYPE=PIPE |  | PL |  |  |  |  | mm | 26.67 | 0.75 | 1584.748 | 14087.87 | 939.45 |  | 10S | Existing |  | 2.9 | KG | [6 empty] | SHOP | SKID GAS | 387576
TEE, SW, 3000 #, B16.11, A105 | ASME B16.11 |  |  |  | TEE RED SW | Tee | D | 3/4" | 4"-PG-D-307-N |  | TYPE=TEE,SKEY=TESW |  | SW | 12.7 |  |  |  | mm | 26.67 | 0.75 | 1584.748 | 14087.87 | 514 | 3000 |  | Existing |  |  | KG | [6 empty] | SHOP | SKID GAS | 387582
PIPE, SEAMLESS, PE, SCH 160, B36.10, A106 Gr. B | ASTM A106 Gr. B |  |  |  | 1/2"-1-1/2" | PIPE, SEAMLESS | D | 3/4" | 4"-PG-D-307-N |  | TYPE=PIPE |  | PL |  |  |  |  | mm | 26.67 | 0.75 | 1584.748 | 14087.87 | 494.95 |  | 10S | Existing |  | 2.9 | KG | [6 empty] | SHOP | SKID GAS | 387598
COUPLING, RED, SW, #3000, B16.11, A105 | ASME B16.11 |  |  |  | COUPLING REDU | COUPLING, REDUCING | D | 3/4"x1/2" | 4"-PG-D-307-N |  | TYPE=REDUCER-CONCENTRIC,SKEY=RCSW |  | SW | 12.7 |  |  |  | mm | 26.67 | 0.75 | 1584.748 | 14087.87 | 1014.45 | 3000 |  | Existing |  | 0.12 | KG | [6 empty] | SHOP | SKID GAS | 387613
COUPLING, RED, SW, #3000, B16.11, A105 | ASME B16.11 |  |  |  | COUPLING REDU | COUPLING, REDUCING | D | 3/4"x1/2" | 4"-PG-D-307-N |  | TYPE=REDUCER-CONCENTRIC,SKEY=RCSW |  | SW | 12.7 |  |  |  | mm | 26.67 | 0.75 | 1584.748 | 14087.87 | 419.95 | 3000 |  | Existing |  | 0.12 | KG | [6 empty] | SHOP | SKID GAS | 387619
PIPE, SEAMLESS, PE, SCH 160, B36.10, A106 Gr. B | ASTM A106 Gr. B |  |  |  | 1/2"-1-1/2" | PIPE, SEAMLESS | D | 1/2" | 4"-PG-D-307-N |  | TYPE=PIPE |  | PL |  |  |  |  | mm | 21.336 | 0.5 | 1584.748 | 14087.87 | 1027.15 |  | 10S | New |  | 1.95 | KG | [6 empty] | SHOP | SKID GAS | 387625
FLOATING BALL VALVE, NPT, 2500#, A216 Gr WCB | ASME B16.10 |  |  |  | BALL VALVE, LONG PATTERN, 1/2" ND, 1500 LB, FPT, ASME B16.10, 2 9/50" LG | Ball Valve | D | 1/2" | 4"-PG-D-307-N | Long Pattern | SKEY=VBSC,TYPE=VALVE |  | THDF | 9.652 |  |  |  | mm | 21.336 | 0.5 | 1584.748 | 14087.87 | 1102.15 | 1500 |  | New |  | 2.8 | KG |  |  |  |  | ?-? |  | SHOP | SKID GAS | 387631
PIPE, SEAMLESS, PE, SCH 160, B36.10, A106 Gr. B | ASTM A106 Gr. B |  |  |  | 1/2"-1-1/2" | PIPE, SEAMLESS | D | 1/2" | 4"-PG-D-307-N |  | TYPE=PIPE |  | PL |  |  |  |  | mm | 21.336 | 0.5 | 1584.748 | 14087.87 | 407.25 |  | 10S | New |  | 1.95 | KG | [6 empty] | SHOP | SKID GAS | 387637
FLOATING BALL VALVE, NPT, 2500#, A216 Gr WCB | ASME B16.10 |  |  |  | BALL VALVE, LONG PATTERN, 1/2" ND, 1500 LB, FPT, ASME B16.10, 2 9/50" LG | Ball Valve | D | 1/2" | 4"-PG-D-307-N | Long Pattern | SKEY=VBSC,TYPE=VALVE |  | THDF | 9.652 |  |  |  | mm | 21.336 | 0.5 | 1584.748 | 14087.87 | 332.25 | 1500 |  | New |  | 2.8 | KG |  |  |  |  | ?-? |  | SHOP | SKID GAS | 387643
PLUG, HEX HEAD, NPT, 3000#, B16.11, A105 | ASME B16.11 |  |  |  | PLUG HEX MPT | Plug, Hex Head | D | 1/2" | 4"-PG-D-307-N |  | TYPE=MISC-COMPONENT,SKEY=PL |  | THDM | 0 |  |  |  | mm | 22.352 | 0.5 | 1584.748 | 14087.87 | 1157.522 |  |  | New |  | 0.07 | KG | [6 empty] | SHOP | SKID GAS | 387649
PLUG, HEX HEAD, NPT, 3000#, B16.11, A105 | ASME B16.11 |  |  |  | PLUG HEX MPT | Plug, Hex Head | D | 1/2" | 4"-PG-D-307-N |  | TYPE=MISC-COMPONENT,SKEY=PL |  | THDM | 0 |  |  |  | mm | 22.352 | 0.5 | 1584.748 | 14087.87 | 276.878 |  |  | New |  | 0.07 | KG | [6 empty] | SHOP | SKID GAS | 387655
TEE, SW, 3000 #, B16.11, A105 | ASME B16.11 |  |  |  | TEE RED SW | Tee | D | 3/4" |  |  | TYPE=TEE,SKEY=TESW |  | SW | 12.7 |  |  |  | mm | 26.67 | 0.75 | 1224.4655 | 8446.27 | 1330.0954 | 3000 |  | Existing |  |  | KG | [6 empty] | SHOP | SKID GAS | 387661
PIPE, SEAMLESS, PE, SCH 160, B36.10, A106 Gr. B | ASTM A106 Gr. B |  |  |  | 1/2"-1-1/2" | PIPE, SEAMLESS | D | 3/4" |  |  | TYPE=PIPE |  | PL |  |  |  |  | mm | 26.67 | 0.75 | 1224.4655 | 8446.27 | 1349.1454 |  | 10S | Existing |  | 2.9 | KG | [6 empty] | SHOP | SKID GAS | 387673
COUPLING, RED, SW, #3000, B16.11, A105 | ASME B16.11 |  |  |  | COUPLING REDU | COUPLING, REDUCING | D | 3/4"x1/2" |  |  | TYPE=REDUCER-CONCENTRIC,SKEY=RCSW |  | SW | 12.7 |  |  |  | mm | 26.67 | 0.75 | 1224.4655 | 8446.27 | 1424.1454 | 3000 |  | Existing |  | 0.12 | KG | [6 empty] | SHOP | SKID GAS | 387679
PIPE, SEAMLESS, PE, SCH 160, B36.10, A106 Gr. B | ASTM A106 Gr. B |  |  |  | 1/2"-1-1/2" | PIPE, SEAMLESS | D | 1/2" |  |  | TYPE=PIPE |  | PL |  |  |  |  | mm | 21.336 | 0.5 | 1224.4655 | 8446.27 | 1436.8454 |  | 10S | New |  | 1.95 | KG | [6 empty] | SHOP | SKID GAS | 387685
FLOATING BALL VALVE, NPT, 2500#, A216 Gr WCB | ASME B16.10 |  |  |  | BALL VALVE, LONG PATTERN, 1/2" ND, 1500 LB, FPT, ASME B16.10, 2 9/50" LG | Ball Valve | D | 1/2" |  | Long Pattern | SKEY=VBSC,TYPE=VALVE |  | THDF | 9.652 |  |  |  | mm | 21.336 | 0.5 | 1224.4655 | 8446.27 | 1511.8454 | 1500 |  | New |  | 2.8 | KG |  |  |  |  | ?-? |  | SHOP | SKID GAS | 387691
FLOATING BALL VALVE, NPT, 2500#, A216 Gr WCB | ASME B16.10 |  |  |  | BALL VALVE, LONG PATTERN, 3/4" ND, 1500 LB, FPT, ASME B16.10, 2 3/5" LG | Ball Valve | D | 3/4" |  | Long Pattern | SKEY=VBSC,TYPE=VALVE |  | THDF | 11.176 |  |  |  | mm | 26.67 | 0.75 | 1064.3755 | 8446.27 | 1330.0954 | 1500 |  | New |  | 4.5 | KG |  |  |  |  | ?-? |  | SHOP | SKID GAS | 387697
PIPE, SEAMLESS, PE, SCH 160, B36.10, A106 Gr. B | ASTM A106 Gr. B |  |  |  | 1/2"-1-1/2" | PIPE, SEAMLESS | D | 3/4" |  |  | TYPE=PIPE |  | PL |  |  |  |  | mm | 26.67 | 0.75 | 1130.4155 | 8446.27 | 1330.0954 |  | 10S | New |  | 2.9 | KG | [6 empty] | SHOP | SKID GAS | 387704
FLOATING BALL VALVE, NPT, 2500#, A216 Gr WCB | ASME B16.10 |  |  |  | BALL VALVE, LONG PATTERN, 3/4" ND, 1500 LB, FPT, ASME B16.10, 2 3/5" LG | Ball Valve | D | 3/4" |  | Long Pattern | SKEY=VBSC,TYPE=VALVE |  | THDF | 11.176 |  |  |  | mm | 26.67 | 0.75 | 1064.3755 | 8446.3375 | 960.6705 | 1500 |  | New |  | 4.5 | KG |  |  |  |  | ?-? |  | SHOP | SKID GAS | 387710
TEE, SW, 3000 #, B16.11, A105 | ASME B16.11 |  |  |  | TEE RED SW | Tee | D | 3/4" |  |  | TYPE=TEE,SKEY=TESW |  | SW | 12.7 |  |  |  | mm | 26.67 | 0.75 | 1224.4655 | 8446.3375 | 960.6705 | 3000 |  | Existing |  |  | KG | [6 empty] | SHOP | SKID GAS | 387716
PIPE, SEAMLESS, PE, SCH 160, B36.10, A106 Gr. B | ASTM A106 Gr. B |  |  |  | 1/2"-1-1/2" | PIPE, SEAMLESS | D | 3/4" |  |  | TYPE=PIPE |  | PL |  |  |  |  | mm | 26.67 | 0.75 | 1224.4655 | 8446.3375 | 941.6205 |  | 10S | Existing |  | 2.9 | KG | [6 empty] | SHOP | SKID GAS | 387728
COUPLING, RED, SW, #3000, B16.11, A105 | ASME B16.11 |  |  |  | COUPLING REDU | COUPLING, REDUCING | D | 3/4"x1/2" |  |  | TYPE=REDUCER-CONCENTRIC,SKEY=RCSW |  | SW | 12.7 |  |  |  | mm | 26.67 | 0.75 | 1224.4655 | 8446.3375 | 866.6205 | 3000 |  | Existing |  | 0.12 | KG | [6 empty] | SHOP | SKID GAS | 387734
PIPE, SEAMLESS, PE, SCH 160, B36.10, A106 Gr. B | ASTM A106 Gr. B |  |  |  | 1/2"-1-1/2" | PIPE, SEAMLESS | D | 1/2" |  |  | TYPE=PIPE |  | PL |  |  |  |  | mm | 21.336 | 0.5 | 1224.4655 | 8446.3375 | 853.9205 |  | 10S | New |  | 1.95 | KG | [6 empty] | SHOP | SKID GAS | 387740
FLOATING BALL VALVE, NPT, 2500#, A216 Gr WCB | ASME B16.10 |  |  |  | BALL VALVE, LONG PATTERN, 1/2" ND, 1500 LB, FPT, ASME B16.10, 2 9/50" LG | Ball Valve | D | 1/2" |  | Long Pattern | SKEY=VBSC,TYPE=VALVE |  | THDF | 9.652 |  |  |  | mm | 21.336 | 0.5 | 1224.4655 | 8446.3375 | 778.9205 | 1500 |  | New |  | 2.8 | KG |  |  |  |  | ?-? |  | SHOP | SKID GAS | 387746
PLUG, HEX HEAD, NPT, 3000#, B16.11, A105 | ASME B16.11 |  |  |  | PLUG HEX MPT | Plug, Hex Head | D | 1/2" |  |  | TYPE=MISC-COMPONENT,SKEY=PL |  | THDM | 0 |  |  |  | mm | 22.352 | 0.5 | 1224.4655 | 8446.3375 | 723.5485 |  |  | New |  | 0.07 | KG | [6 empty] | SHOP | SKID GAS | 387752
PLUG, HEX HEAD, NPT, 3000#, B16.11, A105 | ASME B16.11 |  |  |  | PLUG HEX MPT | Plug, Hex Head | D | 1/2" |  |  | TYPE=MISC-COMPONENT,SKEY=PL |  | THDM | 0 |  |  |  | mm | 22.352 | 0.5 | 1224.4655 | 8446.27 | 1567.2174 |  |  | New |  | 0.07 | KG | [6 empty] | SHOP | SKID GAS | 387758
PIPE, SEAMLESS, PE, SCH 160, B36.10, A106 Gr. B | ASTM A106 Gr. B |  |  |  | 1/2"-1-1/2" | PIPE, SEAMLESS | D | 3/4" |  |  | TYPE=PIPE |  | PL |  |  |  |  | mm | 26.67 | 0.75 | 1205.4155 | 8446.3375 | 960.6705 |  | 10S | New |  | 2.9 | KG | [6 empty] | SHOP | SKID GAS | 387772
TEE, SW, 3000 #, B16.11, A105 | ASME B16.11 |  |  |  | TEE RED SW | Tee | D | 3/4" | 1 1/2"-FG-B-309-N |  | TYPE=TEE,SKEY=TESW |  | SW | 12.7 |  |  |  | mm | 26.67 | 0.75 | 1196.5255 | 8268.44 | 1145.383 | 3000 |  | New |  |  | KG | [6 empty] | SHOP | SKID GAS | 387778
TEE, SW, 3000 #, B16.11, A105 | ASME B16.11 |  |  |  | TEE RED SW | Tee | D | 3/4" | 1 1/2"-FG-B-309-N |  | TYPE=TEE,SKEY=TESW |  | SW | 12.7 |  |  |  | mm | 26.67 | 0.75 | 1196.5255 | 8268.5075 | 905.6119 | 3000 |  | New |  |  | KG | [6 empty] | SHOP | SKID GAS | 387790
PIPE, SEAMLESS, PE, SCH 160, B36.10, A106 Gr. B | ASTM A106 Gr. B |  |  |  | 1/2"-1-1/2" | PIPE, SEAMLESS | D | 3/4" |  |  | TYPE=PIPE |  | PL |  |  |  |  | mm | 26.67 | 0.75 | 1196.5255 | 8268.44 | 1164.433 |  | 10S | Existing |  | 2.9 | KG | [6 empty] | SHOP | SKID GAS | 387803
COUPLING, RED, SW, #3000, B16.11, A105 | ASME B16.11 |  |  |  | COUPLING REDU | COUPLING, REDUCING | D | 3/4"x1/2" |  |  | TYPE=REDUCER-CONCENTRIC,SKEY=RCSW |  | SW | 12.7 |  |  |  | mm | 26.67 | 0.75 | 1196.5255 | 8268.44 | 1239.433 | 3000 |  | Existing |  | 0.12 | KG | [6 empty] | SHOP | SKID GAS | 387809
PIPE, SEAMLESS, PE, SCH 160, B36.10, A106 Gr. B | ASTM A106 Gr. B |  |  |  | 1/2"-1-1/2" | PIPE, SEAMLESS | D | 1/2" |  |  | TYPE=PIPE |  | PL |  |  |  |  | mm | 21.336 | 0.5 | 1196.5255 | 8268.44 | 1252.133 |  | 10S | New |  | 1.95 | KG | [6 empty] | SHOP | SKID GAS | 387815
FLOATING BALL VALVE, NPT, 2500#, A216 Gr WCB | ASME B16.10 |  |  |  | BALL VALVE, LONG PATTERN, 1/2" ND, 1500 LB, FPT, ASME B16.10, 2 9/50" LG | Ball Valve | D | 1/2" |  | Long Pattern | SKEY=VBSC,TYPE=VALVE |  | THDF | 9.652 |  |  |  | mm | 21.336 | 0.5 | 1196.5255 | 8268.44 | 1327.133 | 1500 |  | New |  | 2.8 | KG |  |  |  |  | ?-? |  | SHOP | SKID GAS | 387821
PLUG, HEX HEAD, NPT, 3000#, B16.11, A105 | ASME B16.11 |  |  |  | PLUG HEX MPT | Plug, Hex Head | D | 1/2" |  |  | TYPE=MISC-COMPONENT,SKEY=PL |  | THDM | 0 |  |  |  | mm | 22.352 | 0.5 | 1196.5255 | 8268.44 | 1382.505 |  |  | New |  | 0.07 | KG | [6 empty] | SHOP | SKID GAS | 387827
PIPE, SEAMLESS, PE, SCH 160, B36.10, A106 Gr. B | ASTM A106 Gr. B |  |  |  | 1/2"-1-1/2" | PIPE, SEAMLESS | D | 3/4" |  |  | TYPE=PIPE |  | PL |  |  |  |  | mm | 26.67 | 0.75 | 1196.5255 | 8268.5075 | 886.5619 |  | 10S | Existing |  | 2.9 | KG | [6 empty] | SHOP | SKID GAS | 387838
COUPLING, RED, SW, #3000, B16.11, A105 | ASME B16.11 |  |  |  | COUPLING REDU | COUPLING, REDUCING | D | 3/4"x1/2" |  |  | TYPE=REDUCER-CONCENTRIC,SKEY=RCSW |  | SW | 12.7 |  |  |  | mm | 26.67 | 0.75 | 1196.5255 | 8268.5075 | 811.5619 | 3000 |  | Existing |  | 0.12 | KG | [6 empty] | SHOP | SKID GAS | 387840
PIPE, SEAMLESS, PE, SCH 160, B36.10, A106 Gr. B | ASTM A106 Gr. B |  |  |  | 1/2"-1-1/2" | PIPE, SEAMLESS | D | 1/2" |  |  | TYPE=PIPE |  | PL |  |  |  |  | mm | 21.336 | 0.5 | 1196.5255 | 8268.5075 | 798.8619 |  | 10S | New |  | 1.95 | KG | [6 empty] | SHOP | SKID GAS | 387846
FLOATING BALL VALVE, NPT, 2500#, A216 Gr WCB | ASME B16.10 |  |  |  | BALL VALVE, LONG PATTERN, 1/2" ND, 1500 LB, FPT, ASME B16.10, 2 9/50" LG | Ball Valve | D | 1/2" |  | Long Pattern | SKEY=VBSC,TYPE=VALVE |  | THDF | 9.652 |  |  |  | mm | 21.336 | 0.5 | 1196.5255 | 8268.5075 | 723.8619 | 1500 |  | New |  | 2.8 | KG |  |  |  |  | ?-? |  | SHOP | SKID GAS | 387852
PLUG, HEX HEAD, NPT, 3000#, B16.11, A105 | ASME B16.11 |  |  |  | PLUG HEX MPT | Plug, Hex Head | D | 1/2" |  |  | TYPE=MISC-COMPONENT,SKEY=PL |  | THDM | 0 |  |  |  | mm | 22.352 | 0.5 | 1196.5255 | 8268.5075 | 668.4899 |  |  | New |  | 0.07 | KG | [6 empty] | SHOP | SKID GAS | 387858
TEE, SW, 3000 #, B16.11, A105 | ASME B16.11 |  |  |  | TEE RED SW | Tee | D | 3/4" | 1 1/2"-FG-B-309-N |  | TYPE=TEE,SKEY=TESW |  | SW | 12.7 |  |  |  | mm | 26.67 | 0.75 | 1083.4255 | 8268.44 | 1145.383 | 3000 |  | New |  |  | KG | [6 empty] | SHOP | SKID GAS | 387881
TEE, SW, 3000 #, B16.11, A105 | ASME B16.11 |  |  |  | TEE RED SW | Tee | D | 3/4" | 1 1/2"-FG-B-309-N |  | TYPE=TEE,SKEY=TESW |  | SW | 12.7 |  |  |  | mm | 26.67 | 0.75 | 1083.4255 | 8268.5075 | 905.6119 | 3000 |  | New |  |  | KG | [6 empty] | SHOP | SKID GAS | 387887
PIPE, SEAMLESS, PE, SCH 160, B36.10, A106 Gr. B | ASTM A106 Gr. B |  |  |  | 1/2"-1-1/2" | PIPE, SEAMLESS | D | 3/4" | 1 1/2"-FG-B-309-N |  | TYPE=PIPE |  | PL |  |  |  |  | mm | 26.67 | 0.75 | 1102.4755 | 8268.44 | 1145.383 |  | 10S | New |  | 2.9 | KG | [6 empty] | SHOP | SKID GAS | 387893
PIPE, SEAMLESS, PE, SCH 160, B36.10, A106 Gr. B | ASTM A106 Gr. B |  |  |  | 1/2"-1-1/2" | PIPE, SEAMLESS | D | 3/4" | 1 1/2"-FG-B-309-N |  | TYPE=PIPE |  | PL |  |  |  |  | mm | 26.67 | 0.75 | 1177.4755 | 8268.5075 | 905.6119 |  | 10S | New |  | 2.9 | KG | [6 empty] | SHOP | SKID GAS | 387908
TEE, SW, 3000 #, B16.11, A105 | ASME B16.11 |  |  |  | TEE RED SW | Tee | D | 3/4" |  |  | TYPE=TEE,SKEY=TESW |  | SW | 12.7 |  |  |  | mm | 26.67 | 0.75 | 1466.4042 | 4705.93 | 1145.383 | 3000 |  | New |  |  | KG | [6 empty] | SHOP | SKID GAS | 387936
TEE, SW, 3000 #, B16.11, A105 | ASME B16.11 |  |  |  | TEE RED SW | Tee | D | 3/4" |  |  | TYPE=TEE,SKEY=TESW |  | SW | 12.7 |  |  |  | mm | 26.67 | 0.75 | 1466.4042 | 4705.8625 | 905.6119 | 3000 |  | New |  |  | KG | [6 empty] | SHOP | SKID GAS | 387942
PIPE, SEAMLESS, PE, SCH 160, B36.10, A106 Gr. B | ASTM A106 Gr. B |  |  |  | 1/2"-1-1/2" | PIPE, SEAMLESS | D | 3/4" |  |  | TYPE=PIPE |  | PL |  |  |  |  | mm | 26.67 | 0.75 | 1447.3542 | 4705.93 | 1145.383 |  | 10S | New |  | 2.9 | KG | [6 empty] | SHOP | SKID GAS | 387948
PIPE, SEAMLESS, PE, SCH 160, B36.10, A106 Gr. B | ASTM A106 Gr. B |  |  |  | 1/2"-1-1/2" | PIPE, SEAMLESS | D | 3/4" |  |  | TYPE=PIPE |  | PL |  |  |  |  | mm | 26.67 | 0.75 | 1372.3542 | 4705.8625 | 905.6119 |  | 10S | New |  | 2.9 | KG | [6 empty] | SHOP | SKID GAS | 387962
PIPE, SEAMLESS, PE, SCH 160, B36.10, A106 Gr. B | ASTM A106 Gr. B |  |  |  | 1/2"-1-1/2" | PIPE, SEAMLESS | D | 3/4" |  |  | TYPE=PIPE |  | PL |  |  |  |  | mm | 26.67 | 0.75 | 1353.3042 | 4705.93 | 1164.433 |  | 10S | Existing |  | 2.9 | KG | [6 empty] | SHOP | SKID GAS | 387976
COUPLING, RED, SW, #3000, B16.11, A105 | ASME B16.11 |  |  |  | COUPLING REDU | COUPLING, REDUCING | D | 3/4"x1/2" |  |  | TYPE=REDUCER-CONCENTRIC,SKEY=RCSW |  | SW | 12.7 |  |  |  | mm | 26.67 | 0.75 | 1353.3042 | 4705.93 | 1239.433 | 3000 |  | Existing |  | 0.12 | KG | [6 empty] | SHOP | SKID GAS | 387982
PIPE, SEAMLESS, PE, SCH 160, B36.10, A106 Gr. B | ASTM A106 Gr. B |  |  |  | 1/2"-1-1/2" | PIPE, SEAMLESS | D | 1/2" |  |  | TYPE=PIPE |  | PL |  |  |  |  | mm | 21.336 | 0.5 | 1353.3042 | 4705.93 | 1252.133 |  | 10S | New |  | 1.95 | KG | [6 empty] | SHOP | SKID GAS | 387988
FLOATING BALL VALVE, NPT, 2500#, A216 Gr WCB | ASME B16.10 |  |  |  | BALL VALVE, LONG PATTERN, 1/2" ND, 1500 LB, FPT, ASME B16.10, 2 9/50" LG | Ball Valve | D | 1/2" |  | Long Pattern | SKEY=VBSC,TYPE=VALVE |  | THDF | 9.652 |  |  |  | mm | 21.336 | 0.5 | 1353.3042 | 4705.93 | 1327.133 | 1500 |  | New |  | 2.8 | KG |  |  |  |  | ?-? |  | SHOP | SKID GAS | 387994
PLUG, HEX HEAD, NPT, 3000#, B16.11, A105 | ASME B16.11 |  |  |  | PLUG HEX MPT | Plug, Hex Head | D | 1/2" |  |  | TYPE=MISC-COMPONENT,SKEY=PL |  | THDM | 0 |  |  |  | mm | 22.352 | 0.5 | 1353.3042 | 4705.93 | 1382.505 |  |  | New |  | 0.07 | KG | [6 empty] | SHOP | SKID GAS | 388001
PIPE, SEAMLESS, PE, SCH 160, B36.10, A106 Gr. B | ASTM A106 Gr. B |  |  |  | 1/2"-1-1/2" | PIPE, SEAMLESS | D | 3/4" |  |  | TYPE=PIPE |  | PL |  |  |  |  | mm | 26.67 | 0.75 | 1353.3042 | 4705.8625 | 886.5619 |  | 10S | Existing |  | 2.9 | KG | [6 empty] | SHOP | SKID GAS | 388007
COUPLING, RED, SW, #3000, B16.11, A105 | ASME B16.11 |  |  |  | COUPLING REDU | COUPLING, REDUCING | D | 3/4"x1/2" |  |  | TYPE=REDUCER-CONCENTRIC,SKEY=RCSW |  | SW | 12.7 |  |  |  | mm | 26.67 | 0.75 | 1353.3042 | 4705.8625 | 811.5619 | 3000 |  | Existing |  | 0.12 | KG | [6 empty] | SHOP | SKID GAS | 388013
PIPE, SEAMLESS, PE, SCH 160, B36.10, A106 Gr. B | ASTM A106 Gr. B |  |  |  | 1/2"-1-1/2" | PIPE, SEAMLESS | D | 1/2" |  |  | TYPE=PIPE |  | PL |  |  |  |  | mm | 21.336 | 0.5 | 1353.3042 | 4705.8625 | 798.8619 |  | 10S | New |  | 1.95 | KG | [6 empty] | SHOP | SKID GAS | 388019
FLOATING BALL VALVE, NPT, 2500#, A216 Gr WCB | ASME B16.10 |  |  |  | BALL VALVE, LONG PATTERN, 1/2" ND, 1500 LB, FPT, ASME B16.10, 2 9/50" LG | Ball Valve | D | 1/2" |  | Long Pattern | SKEY=VBSC,TYPE=VALVE |  | THDF | 9.652 |  |  |  | mm | 21.336 | 0.5 | 1353.3042 | 4705.8625 | 723.8619 | 1500 |  | New |  | 2.8 | KG |  |  |  |  | ?-? |  | SHOP | SKID GAS | 388025
PLUG, HEX HEAD, NPT, 3000#, B16.11, A105 | ASME B16.11 |  |  |  | PLUG HEX MPT | Plug, Hex Head | D | 1/2" |  |  | TYPE=MISC-COMPONENT,SKEY=PL |  | THDM | 0 |  |  |  | mm | 22.352 | 0.5 | 1353.3042 | 4705.8625 | 668.4899 |  |  | New |  | 0.07 | KG | [6 empty] | SHOP | SKID GAS | 388031
PIPE, SEAMLESS, PE, SCH 160, B36.10, A106 Gr. B | ASTM A106 Gr. B |  |  |  | 1/2"-1-1/2" | PIPE, SEAMLESS | D | 3/4" |  |  | TYPE=PIPE |  | PL |  |  |  |  | mm | 26.67 | 0.75 | 1639.2366 | 4705.8625 | 905.6119 |  | 10S | New |  | 2.9 | KG | [6 empty] | SHOP | SKID GAS | 388033
TEE, SW, 3000 #, B16.11, A105 | ASME B16.11 |  |  |  | TEE RED SW | Tee | D | 3/4" |  |  | TYPE=TEE,SKEY=TESW |  | SW | 12.7 |  |  |  | mm | 26.67 | 0.75 | 1353.3042 | 4705.8625 | 905.6119 | 3000 |  | New |  |  | KG | [6 empty] | SHOP | SKID GAS | 388035
TEE, SW, 3000 #, B16.11, A105 | ASME B16.11 |  |  |  | TEE RED SW | Tee | D | 3/4" |  |  | TYPE=TEE,SKEY=TESW |  | SW | 12.7 |  |  |  | mm | 26.67 | 0.75 | 1353.3042 | 4705.93 | 1145.383 | 3000 |  | New |  |  | KG | [6 empty] | SHOP | SKID GAS | 388037
PIPE, SEAMLESS, PE, SCH 160, B36.10, A106 Gr. B | ASTM A106 Gr. B |  |  |  | 1/2"-1-1/2" | PIPE, SEAMLESS | D | 3/4" |  |  | TYPE=PIPE |  | PL |  |  |  |  | mm | 26.67 | 0.75 | 1485.4542 | 4705.93 | 1145.383 |  | 10S | New |  | 2.9 | KG | [6 empty] | SHOP | SKID GAS | 388039
PIPE, SEAMLESS, PE, SCH 160, B36.10, A106 Gr. B | ASTM A106 Gr. B |  |  |  | 1/2"-1-1/2" | PIPE, SEAMLESS | D | 3/4" |  |  | TYPE=PIPE |  | PL |  |  |  |  | mm | 26.67 | 0.75 | 1353.3042 | 4705.8625 | 924.6619 |  | 10S | New |  | 2.9 | KG | [6 empty] | SHOP | SKID GAS | 388041
FLOATING BALL VALVE, NPT, 2500#, A216 Gr WCB | ASME B16.10 |  |  |  | BALL VALVE, LONG PATTERN, 3/4" ND, 1500 LB, FPT, ASME B16.10, 2 3/5" LG | Ball Valve | D | 3/4" |  | Long Pattern | SKEY=VBSC,TYPE=VALVE |  | THDF | 11.176 |  |  |  | mm | 26.67 | 0.75 | 1554.3292 | 4705.93 | 1145.383 | 1500 |  | New |  | 4.5 | KG |  |  |  |  | ?-? |  | SHOP | SKID GAS | 388054
FLOATING BALL VALVE, NPT, 2500#, A216 Gr WCB | ASME B16.10 |  |  |  | BALL VALVE, LONG PATTERN, 3/4" ND, 1500 LB, FPT, ASME B16.10, 2 3/5" LG | Ball Valve | D | 3/4" |  | Long Pattern | SKEY=VBSC,TYPE=VALVE |  | THDF | 11.176 |  |  |  | mm | 26.67 | 0.75 | 1639.2366 | 4705.8625 | 905.6119 | 1500 |  | New |  | 4.5 | KG |  |  |  |  | ?-? |  | SHOP | SKID GAS | 388060
PIPE, SEAMLESS, PE, SCH 160, B36.10, A106 Gr. B | ASTM A106 Gr. B |  |  |  | 1/2"-1-1/2" | PIPE, SEAMLESS | D | 3/4" |  |  | TYPE=PIPE |  | PL |  |  |  |  | mm | 26.67 | 0.75 | 1705.2766 | 4705.8625 | 905.6119 |  | 10S | New |  | 2.9 | KG | [6 empty] | SHOP | SKID GAS | 388066
PIPE, SEAMLESS, PE, SCH 160, B36.10, A106 Gr. B | ASTM A106 Gr. B |  |  |  | 1/2"-1-1/2" | PIPE, SEAMLESS | D | 3/4" |  |  | TYPE=PIPE |  | PL |  |  |  |  | mm | 26.67 | 0.75 | 1620.3692 | 4705.93 | 1145.383 |  | 10S | New |  | 2.9 | KG | [6 empty] | SHOP | SKID GAS | 388072
PIPE, SEAMLESS, PE, SCH 160, B36.10, A106 Gr. B | ASTM A106 Gr. B |  |  |  | 1/2"-1-1/2" | PIPE, SEAMLESS | D | 3/4" |  |  | TYPE=PIPE |  | PL |  |  |  |  | mm | 26.67 | 0.75 | 1466.4042 | 4686.88 | 1145.383 |  | 10S | New |  | 2.9 | KG | [6 empty] | SHOP | SKID GAS | 388078
PIPE, SEAMLESS, PE, SCH 160, B36.10, A106 Gr. B | ASTM A106 Gr. B |  |  |  | 1/2"-1-1/2" | PIPE, SEAMLESS | D | 3/4" |  |  | TYPE=PIPE |  | PL |  |  |  |  | mm | 26.67 | 0.75 | 1466.4042 | 4686.8125 | 905.6119 |  | 10S | New |  | 2.9 | KG | [6 empty] | SHOP | SKID GAS | 388084
FLOATING BALL VALVE, NPT, 2500#, A216 Gr WCB | ASME B16.10 |  |  |  | BALL VALVE, LONG PATTERN, 3/4" ND, 1500 LB, FPT, ASME B16.10, 2 3/5" LG | Ball Valve | D | 3/4" |  | Long Pattern | SKEY=VBSC,TYPE=VALVE |  | THDF | 11.176 |  |  |  | mm | 26.67 | 0.75 | 1466.4042 | 4611.88 | 1145.383 | 1500 |  | New |  | 4.5 | KG |  |  |  |  | ?-? |  | SHOP | SKID GAS | 388090
FLOATING BALL VALVE, NPT, 2500#, A216 Gr WCB | ASME B16.10 |  |  |  | BALL VALVE, LONG PATTERN, 3/4" ND, 1500 LB, FPT, ASME B16.10, 2 3/5" LG | Ball Valve | D | 3/4" |  | Long Pattern | SKEY=VBSC,TYPE=VALVE |  | THDF | 11.176 |  |  |  | mm | 26.67 | 0.75 | 1466.4042 | 4611.8125 | 905.6119 | 1500 |  | New |  | 4.5 | KG |  |  |  |  | ?-? |  | SHOP | SKID GAS | 388096
PIPE, SEAMLESS, PE, SCH 160, B36.10, A106 Gr. B | ASTM A106 Gr. B |  |  |  | 1/2"-1-1/2" | PIPE, SEAMLESS | D | 3/4" |  |  | TYPE=PIPE |  | PL |  |  |  |  | mm | 26.67 | 0.75 | 1466.4042 | 4545.84 | 1145.383 |  | 10S | New |  | 2.9 | KG | [6 empty] | SHOP | SKID GAS | 388103
PIPE, SEAMLESS, PE, SCH 160, B36.10, A106 Gr. B | ASTM A106 Gr. B |  |  |  | 1/2"-1-1/2" | PIPE, SEAMLESS | D | 3/4" |  |  | TYPE=PIPE |  | PL |  |  |  |  | mm | 26.67 | 0.75 | 1466.4042 | 4545.7725 | 905.6119 |  | 10S | New |  | 2.9 | KG | [6 empty] | SHOP | SKID GAS | 388109
UNION, SW, 3000#, MSS-SP-83, A105 | MSS-SP-83 |  |  |  | UNION | UNION | D | 3/4" |  |  | TYPE=UNION,SKEY=UNSW |  | SW | 14.2875 |  |  |  | mm | 26.67 | 0.75 | 1466.4042 | 4470.84 | 1145.383 | 3000 |  | New |  | 0.55 | KG | [6 empty] | SHOP | SKID GAS | 388115
UNION, SW, 3000#, MSS-SP-83, A105 | MSS-SP-83 |  |  |  | UNION | UNION | D | 3/4" |  |  | TYPE=UNION,SKEY=UNSW |  | SW | 14.2875 |  |  |  | mm | 26.67 | 0.75 | 1466.4042 | 4470.7725 | 905.6119 | 3000 |  | New |  | 0.55 | KG | [6 empty] | SHOP | SKID GAS | 388121
PIPE, SEAMLESS, PE, SCH 160, B36.10, A106 Gr. B | ASTM A106 Gr. B |  |  |  | 1/2"-1-1/2" | PIPE, SEAMLESS | D | 3/4" |  |  | TYPE=PIPE |  | PL |  |  |  |  | mm | 26.67 | 0.75 | 1466.4042 | 4442.4936 | 1145.383 |  | 10S | New |  | 2.9 | KG | [6 empty] | SHOP | SKID GAS | 388127
PIPE, SEAMLESS, PE, SCH 160, B36.10, A106 Gr. B | ASTM A106 Gr. B |  |  |  | 1/2"-1-1/2" | PIPE, SEAMLESS | D | 3/4" |  |  | TYPE=PIPE |  | PL |  |  |  |  | mm | 26.67 | 0.75 | 1466.4042 | 4442.4261 | 905.6119 |  | 10S | New |  | 2.9 | KG | [6 empty] | SHOP | SKID GAS | 388133
ELL 90, SW, 3000#, B16.11, A105 | ASME B16.11 |  |  |  | ELL 90 SW | ELL 90 | D | 3/4" |  |  | TYPE=ELBOW,SKEY=ELSW |  | SW | 12.7 |  |  |  | mm | 26.67 | 0.75 | 1466.4042 | 4348.4436 | 1145.383 | 3000 |  | New |  | 0.24 | KG | [6 empty] | SHOP | SKID GAS | 388139
ELL 90, SW, 3000#, B16.11, A105 | ASME B16.11 |  |  |  | ELL 90 SW | ELL 90 | D | 3/4" |  |  | TYPE=ELBOW,SKEY=ELSW |  | SW | 12.7 |  |  |  | mm | 26.67 | 0.75 | 1466.4042 | 4348.3761 | 905.6119 | 3000 |  | New |  | 0.24 | KG | [6 empty] | SHOP | SKID GAS | 388145
PIPE, SEAMLESS, PE, SCH 160, B36.10, A106 Gr. B | ASTM A106 Gr. B |  |  |  | 1/2"-1-1/2" | PIPE, SEAMLESS | D | 3/4" |  |  | TYPE=PIPE |  | PL |  |  |  |  | mm | 26.67 | 0.75 | 1466.4042 | 4348.4436 | 1126.333 |  | 10S | New |  | 2.9 | KG | [6 empty] | SHOP | SKID GAS | 388155
PIPE, SEAMLESS, PE, SCH 160, B36.10, A106 Gr. B | ASTM A106 Gr. B |  |  |  | 1/2"-1-1/2" | PIPE, SEAMLESS | D | 3/4" | 1 1/2"-FG-B-309-N |  | TYPE=PIPE |  | PL |  |  |  |  | mm | 26.67 | 0.75 | 1083.4255 | 8249.39 | 1145.383 |  | 10S | New |  | 2.9 | KG | [6 empty] | SHOP | SKID GAS | 388161
UNION, SW, 3000#, MSS-SP-83, A105 | MSS-SP-83 |  |  |  | UNION | UNION | D | 3/4" | 1 1/2"-FG-B-309-N |  | TYPE=UNION,SKEY=UNSW |  | SW | 14.2875 |  |  |  | mm | 26.67 | 0.75 | 1083.4255 | 8174.39 | 1145.383 | 3000 |  | New |  | 0.55 | KG | [6 empty] | SHOP | SKID GAS | 388167
PIPE, SEAMLESS, PE, SCH 160, B36.10, A106 Gr. B | ASTM A106 Gr. B |  |  |  | 1/2"-1-1/2" | PIPE, SEAMLESS | D | 3/4" | 1 1/2"-FG-B-309-N |  | TYPE=PIPE |  | PL |  |  |  |  | mm | 26.67 | 0.75 | 1083.4255 | 8249.4575 | 905.6119 |  | 10S | New |  | 2.9 | KG | [6 empty] | SHOP | SKID GAS | 388173
UNION, SW, 3000#, MSS-SP-83, A105 | MSS-SP-83 |  |  |  | UNION | UNION | D | 3/4" | 1 1/2"-FG-B-309-N |  | TYPE=UNION,SKEY=UNSW |  | SW | 14.2875 |  |  |  | mm | 26.67 | 0.75 | 1083.4255 | 8174.4575 | 905.6119 | 3000 |  | New |  | 0.55 | KG | [6 empty] | SHOP | SKID GAS | 388179
PIPE, SEAMLESS, PE, SCH 160, B36.10, A106 Gr. B | ASTM A106 Gr. B |  |  |  | 1/2"-1-1/2" | PIPE, SEAMLESS | D | 3/4" | 1 1/2"-FG-B-309-N |  | TYPE=PIPE |  | PL |  |  |  |  | mm | 26.67 | 0.75 | 1083.4255 | 8146.0436 | 1145.383 |  | 10S | New |  | 2.9 | KG | [6 empty] | SHOP | SKID GAS | 388185
ELL 90, SW, 3000#, B16.11, A105 | ASME B16.11 |  |  |  | ELL 90 SW | ELL 90 | D | 3/4" | 1 1/2"-FG-B-309-N |  | TYPE=ELBOW,SKEY=ELSW |  | SW | 12.7 |  |  |  | mm | 26.67 | 0.75 | 1083.4255 | 8051.9936 | 1145.383 | 3000 |  | New |  | 0.24 | KG | [6 empty] | SHOP | SKID GAS | 388191
PIPE, SEAMLESS, PE, SCH 160, B36.10, A106 Gr. B | ASTM A106 Gr. B |  |  |  | 1/2"-1-1/2" | PIPE, SEAMLESS | D | 3/4" | 1 1/2"-FG-B-309-N |  | TYPE=PIPE |  | PL |  |  |  |  | mm | 26.67 | 0.75 | 1083.4255 | 8051.9936 | 1126.333 |  | 10S | New |  | 2.9 | KG | [6 empty] | SHOP | SKID GAS | 388202
ELL 90, SW, 3000#, B16.11, A105 | ASME B16.11 |  |  |  | ELL 90 SW | ELL 90 | D | 3/4" | 1 1/2"-FG-B-309-N |  | TYPE=ELBOW,SKEY=ELSW |  | SW | 12.7 |  |  |  | mm | 26.67 | 0.75 | 1083.4255 | 8051.9936 | 905.6119 | 3000 |  | New |  | 0.24 | KG | [6 empty] | SHOP | SKID GAS | 388208
PIPE, SEAMLESS, PE, SCH 160, B36.10, A106 Gr. B | ASTM A106 Gr. B |  |  |  | 1/2"-1-1/2" | PIPE, SEAMLESS | D | 3/4" | 1 1/2"-FG-B-309-N |  | TYPE=PIPE |  | PL |  |  |  |  | mm | 26.67 | 0.75 | 1083.4255 | 8071.0436 | 905.6119 |  | 10S | New |  | 2.9 | KG | [6 empty] | SHOP | SKID GAS | 388214
Nozzle, threaded, ASME B16.11 | ASME B16.11 |  |  |  | Nozzle, threaded, 1" ND, ASME B16.11 | Nozzle, threaded |  | 1" |  |  |  |  | THDF | 10.16 | RF |  |  | mm | 33.401 | 1 | 1613.5511 | 1811.8965 | 827.7077 | 3000 | [9 empty] | N-8 |  | SHOP | SKID GAS | 388222
Nozzle, threaded, ASME B16.11 | ASME B16.11 |  |  |  | Nozzle, threaded, 1" ND, ASME B16.11 | Nozzle, threaded |  | 1" |  |  |  |  | THDF | 10.16 | RF |  |  | mm | 33.401 | 1 | 1606.3669 | 1804.7123 | 2757.7077 | 3000 | [9 empty] | N-9 |  | SHOP | SKID GAS | 388226
HEX HEAD BUSHING, 3000#, B16.11, A105 | ASME B16.11 |  |  |  | HEX HEAD BUSHING, 1"X3/4" ND, MPTXFPT, ASME B16.11 | Hex Head Bushing | D | 1"x3/4" | 1 1/2"-FG-B-309-N |  | TYPE=COUPLING,SKEY=COSC |  | THDM | 0 |  |  |  | mm | 33.401 | 1 | 1613.5511 | 1811.8965 | 827.7077 |  |  | New |  | 0.15 | KG | [6 empty] | SHOP | SKID GAS | 388267
HEX HEAD BUSHING, 3000#, B16.11, A105 | ASME B16.11 |  |  |  | HEX HEAD BUSHING, 1"X3/4" ND, MPTXFPT, ASME B16.11 | Hex Head Bushing | D | 1"x3/4" | 1 1/2"-FG-B-309-N |  | TYPE=COUPLING,SKEY=COSC |  | THDM | 0 |  |  |  | mm | 33.401 | 1 | 1606.3669 | 1804.7123 | 2757.7077 |  |  | New |  | 0.15 | KG | [6 empty] | SHOP | SKID GAS | 388273
PIPE, SEAMLESS, PE, SCH 160, B36.10, A106 Gr. B | ASTM A106 Gr. B |  |  |  | 1/2"-1-1/2" | PIPE, SEAMLESS | D | 3/4" | 1 1/2"-FG-B-309-N |  | TYPE=PIPE |  | PL |  |  |  |  | mm | 26.67 | 0.75 | 1621.4088 | 1819.7543 | 827.7077 |  | 10S | New |  | 2.9 | KG | [6 empty] | SHOP | SKID GAS | 388279
TEE, SW, 3000 #, B16.11, A105 | ASME B16.11 |  |  |  | TEE RED SW | Tee | D | 3/4" | 1 1/2"-FG-B-309-N |  | TYPE=TEE,SKEY=TESW |  | SW | 12.7 |  |  |  | mm | 26.67 | 0.75 | 1787.6425 | 1985.988 | 827.7077 | 3000 |  | New |  |  | KG | [6 empty] | SHOP | SKID GAS | 388291
COUPLING, RED, SW, #3000, B16.11, A105 | ASME B16.11 |  |  |  | COUPLING REDU | COUPLING, REDUCING | D | 3/4"x1/2" |  |  | TYPE=REDUCER-CONCENTRIC,SKEY=RCSW |  | SW | 12.7 |  |  |  | mm | 26.67 | 0.75 | 1787.6425 | 1985.988 | 733.6577 | 3000 |  | Existing |  | 0.12 | KG | [6 empty] | SHOP | SKID GAS | 388314
PIPE, SEAMLESS, PE, SCH 160, B36.10, A106 Gr. B | ASTM A106 Gr. B |  |  |  | 1/2"-1-1/2" | PIPE, SEAMLESS | D | 1/2" |  |  | TYPE=PIPE |  | PL |  |  |  |  | mm | 21.336 | 0.5 | 1787.6425 | 1985.988 | 720.9577 |  | 10S | Existing |  | 1.95 | KG | [6 empty] | SHOP | SKID GAS | 388320
FLOATING BALL VALVE, NPT, 2500#, A216 Gr WCB | ASME B16.10 |  |  |  | BALL VALVE, LONG PATTERN, 1/2" ND, 1500 LB, FPT, ASME B16.10, 2 9/50" LG | Ball Valve | D | 1/2" |  | Long Pattern | SKEY=VBSC,TYPE=VALVE |  | THDF | 9.652 |  |  |  | mm | 21.336 | 0.5 | 1787.6425 | 1985.988 | 645.9577 | 1500 |  | Existing |  | 2.8 | KG |  |  |  |  | ?-? |  | SHOP | SKID GAS | 388326
PLUG, HEX HEAD, NPT, 3000#, B16.11, A105 | ASME B16.11 |  |  |  | PLUG HEX MPT | Plug, Hex Head | D | 1/2" |  |  | TYPE=MISC-COMPONENT,SKEY=PL |  | THDM | 0 |  |  |  | mm | 22.352 | 0.5 | 1787.6425 | 1985.988 | 590.5857 |  |  | Existing |  | 0.07 | KG | [6 empty] | SHOP | SKID GAS | 388332
PIPE, SEAMLESS, PE, SCH 160, B36.10, A106 Gr. B | ASTM A106 Gr. B |  |  |  | 1/2"-1-1/2" | PIPE, SEAMLESS | D | 3/4" |  |  | TYPE=PIPE |  | PL |  |  |  |  | mm | 26.67 | 0.75 | 1787.6425 | 1985.988 | 733.6577 |  | 10S | Existing |  | 2.9 | KG | [6 empty] | SHOP | SKID GAS | 388339
FLOATING BALL VALVE, NPT, 2500#, A216 Gr WCB | ASME B16.10 |  |  |  | BALL VALVE, LONG PATTERN, 3/4" ND, 1500 LB, FPT, ASME B16.10, 2 3/5" LG | Ball Valve | D | 3/4" | 1 1/2"-FG-B-309-N | Long Pattern | SKEY=VBSC,TYPE=VALVE |  | THDF | 11.176 |  |  |  | mm | 26.67 | 0.75 | 1674.4418 | 1872.7873 | 827.7077 | 1500 |  | New |  | 4.5 | KG |  |  |  |  | ?-? |  | SHOP | SKID GAS | 388345
PIPE, SEAMLESS, PE, SCH 160, B36.10, A106 Gr. B | ASTM A106 Gr. B |  |  |  | 1/2"-1-1/2" | PIPE, SEAMLESS | D | 3/4" | 1 1/2"-FG-B-309-N |  | TYPE=PIPE |  | PL |  |  |  |  | mm | 26.67 | 0.75 | 1774.1721 | 1972.5176 | 827.7077 |  | 10S | New |  | 2.9 | KG | [6 empty] | SHOP | SKID GAS | 388361
TEE, SW, 3000 #, B16.11, A105 | ASME B16.11 |  |  |  | TEE RED SW | Tee | D | 3/4" |  |  | TYPE=TEE,SKEY=TESW |  | SW | 12.7 |  |  |  | mm | 26.67 | 0.75 | 1787.6425 | 1985.988 | 2757.7077 | 3000 |  | Existing |  |  | KG | [6 empty] | SHOP | SKID GAS | 388379
FLOATING BALL VALVE, NPT, 2500#, A216 Gr WCB | ASME B16.10 |  |  |  | BALL VALVE, LONG PATTERN, 3/4" ND, 1500 LB, FPT, ASME B16.10, 2 3/5" LG | Ball Valve | D | 3/4" |  | Long Pattern | SKEY=VBSC,TYPE=VALVE |  | THDF | 11.176 |  |  |  | mm | 26.67 | 0.75 | 1674.4418 | 1872.7873 | 2757.7077 | 1500 |  | New |  | 4.5 | KG |  |  |  |  | ?-? |  | SHOP | SKID GAS | 388381
PIPE, SEAMLESS, PE, SCH 160, B36.10, A106 Gr. B | ASTM A106 Gr. B |  |  |  | 1/2"-1-1/2" | PIPE, SEAMLESS | D | 3/4" |  |  | TYPE=PIPE |  | PL |  |  |  |  | mm | 26.67 | 0.75 | 1774.1721 | 1972.5176 | 2757.7077 |  | 10S | New |  | 2.9 | KG | [6 empty] | SHOP | SKID GAS | 388391
PIPE, SEAMLESS, PE, SCH 160, B36.10, A106 Gr. B | ASTM A106 Gr. B |  |  |  | 1/2"-1-1/2" | PIPE, SEAMLESS | D | 3/4" | 1 1/2"-FG-B-309-N |  | TYPE=PIPE |  | PL |  |  |  |  | mm | 26.67 | 0.75 | 1787.6425 | 1985.988 | 846.7577 |  | 10S | New |  | 2.9 | KG | [6 empty] | SHOP | SKID GAS | 388398
PIPE, SEAMLESS, PE, SCH 160, B36.10, A106 Gr. B | ASTM A106 Gr. B |  |  |  | 1/2"-1-1/2" | PIPE, SEAMLESS | D | 3/4" |  |  | TYPE=PIPE |  | PL |  |  |  |  | mm | 26.67 | 0.75 | 1674.4418 | 1872.7873 | 2757.7077 |  | 10S | New |  | 2.9 | KG | [6 empty] | SHOP | SKID GAS | 388413
COUPLING, RED, SW, #3000, B16.11, A105 | ASME B16.11 |  |  |  | COUPLING REDU | COUPLING, REDUCING | D | 3/4"x1/2" |  |  | TYPE=REDUCER-CONCENTRIC,SKEY=RCSW |  | SW | 12.7 |  |  |  | mm | 26.67 | 0.75 | 1787.6425 | 1985.988 | 2851.7577 | 3000 |  | Existing |  | 0.12 | KG | [6 empty] | SHOP | SKID GAS | 388425
PIPE, SEAMLESS, PE, SCH 160, B36.10, A106 Gr. B | ASTM A106 Gr. B |  |  |  | 1/2"-1-1/2" | PIPE, SEAMLESS | D | 1/2" |  |  | TYPE=PIPE |  | PL |  |  |  |  | mm | 21.336 | 0.5 | 1787.6425 | 1985.988 | 2864.4577 |  | 10S | New |  | 1.95 | KG | [6 empty] | SHOP | SKID GAS | 388431
FLOATING BALL VALVE, NPT, 2500#, A216 Gr WCB | ASME B16.10 |  |  |  | BALL VALVE, LONG PATTERN, 1/2" ND, 1500 LB, FPT, ASME B16.10, 2 9/50" LG | Ball Valve | D | 1/2" |  | Long Pattern | SKEY=VBSC,TYPE=VALVE |  | THDF | 9.652 |  |  |  | mm | 21.336 | 0.5 | 1787.6425 | 1985.988 | 2939.4577 | 1500 |  | New |  | 2.8 | KG |  |  |  |  | ?-? |  | SHOP | SKID GAS | 388437
PLUG, HEX HEAD, NPT, 3000#, B16.11, A105 | ASME B16.11 |  |  |  | PLUG HEX MPT | Plug, Hex Head | D | 1/2" |  |  | TYPE=MISC-COMPONENT,SKEY=PL |  | THDM | 0 |  |  |  | mm | 22.352 | 0.5 | 1787.6425 | 1985.988 | 2994.8297 |  |  | New |  | 0.07 | KG | [6 empty] | SHOP | SKID GAS | 388443
PIPE, SEAMLESS, PE, SCH 160, B36.10, A106 Gr. B | ASTM A106 Gr. B |  |  |  | 1/2"-1-1/2" | PIPE, SEAMLESS | D | 3/4" |  |  | TYPE=PIPE |  | PL |  |  |  |  | mm | 26.67 | 0.75 | 1787.6425 | 1985.988 | 2851.7577 |  | 10S | Existing |  | 2.9 | KG | [6 empty] | SHOP | SKID GAS | 388450
PIPE, SEAMLESS, PE, SCH 160, B36.10, A106 Gr. B | ASTM A106 Gr. B |  |  |  | 1/2"-1-1/2" | PIPE, SEAMLESS | D | 3/4" |  |  | TYPE=PIPE |  | PL |  |  |  |  | mm | 26.67 | 0.75 | 1730.711 | 12425.2155 | 1491.0462 |  | 10S | Existing |  | 2.9 | KG | [6 empty] | SHOP | SKID GAS | 388572
COUPLING, RED, SW, #3000, B16.11, A105 | ASME B16.11 |  |  |  | COUPLING REDU | COUPLING, REDUCING | D | 3/4"x1/2" |  |  | TYPE=REDUCER-CONCENTRIC,SKEY=RCSW |  | SW | 12.7 |  |  |  | mm | 26.67 | 0.75 | 1730.711 | 12425.2155 | 1566.0462 | 3000 |  | Existing |  | 0.12 | KG | [6 empty] | SHOP | SKID GAS | 388578
PIPE, SEAMLESS, PE, SCH 160, B36.10, A106 Gr. B | ASTM A106 Gr. B |  |  |  | 1/2"-1-1/2" | PIPE, SEAMLESS | D | 1/2" |  |  | TYPE=PIPE |  | PL |  |  |  |  | mm | 21.336 | 0.5 | 1730.711 | 12425.2155 | 1578.7462 |  | 10S | New |  | 1.95 | KG | [6 empty] | SHOP | SKID GAS | 388584
FLOATING BALL VALVE, NPT, 2500#, A216 Gr WCB | ASME B16.10 |  |  |  | BALL VALVE, LONG PATTERN, 1/2" ND, 1500 LB, FPT, ASME B16.10, 2 9/50" LG | Ball Valve | D | 1/2" |  | Long Pattern | SKEY=VBSC,TYPE=VALVE |  | THDF | 9.652 |  |  |  | mm | 21.336 | 0.5 | 1730.711 | 12425.2155 | 1653.7462 | 1500 |  | New |  | 2.8 | KG |  |  |  |  | ?-? |  | SHOP | SKID GAS | 388590
FLOATING BALL VALVE, NPT, 2500#, A216 Gr WCB | ASME B16.10 |  |  |  | BALL VALVE, LONG PATTERN, 3/4" ND, 1500 LB, FPT, ASME B16.10, 2 3/5" LG | Ball Valve | D | 3/4" |  | Long Pattern | SKEY=VBSC,TYPE=VALVE |  | THDF | 11.176 |  |  |  | mm | 26.67 | 0.75 | 1570.621 | 12425.2155 | 1471.9962 | 1500 |  | New |  | 4.5 | KG |  |  |  |  | ?-? |  | SHOP | SKID GAS | 388596
PIPE, SEAMLESS, PE, SCH 160, B36.10, A106 Gr. B | ASTM A106 Gr. B |  |  |  | 1/2"-1-1/2" | PIPE, SEAMLESS | D | 3/4" |  |  | TYPE=PIPE |  | PL |  |  |  |  | mm | 26.67 | 0.75 | 1636.661 | 12425.2155 | 1471.9962 |  | 10S | New |  | 2.9 | KG | [6 empty] | SHOP | SKID GAS | 388603
FLOATING BALL VALVE, NPT, 2500#, A216 Gr WCB | ASME B16.10 |  |  |  | BALL VALVE, LONG PATTERN, 3/4" ND, 1500 LB, FPT, ASME B16.10, 2 3/5" LG | Ball Valve | D | 3/4" |  | Long Pattern | SKEY=VBSC,TYPE=VALVE |  | THDF | 11.176 |  |  |  | mm | 26.67 | 0.75 | 1570.621 | 12425.283 | 641.9962 | 1500 |  | New |  | 4.5 | KG |  |  |  |  | ?-? |  | SHOP | SKID GAS | 388609
PIPE, SEAMLESS, PE, SCH 160, B36.10, A106 Gr. B | ASTM A106 Gr. B |  |  |  | 1/2"-1-1/2" | PIPE, SEAMLESS | D | 3/4" |  |  | TYPE=PIPE |  | PL |  |  |  |  | mm | 26.67 | 0.75 | 1730.711 | 12425.283 | 622.9462 |  | 10S | Existing |  | 2.9 | KG | [6 empty] | SHOP | SKID GAS | 388619
COUPLING, RED, SW, #3000, B16.11, A105 | ASME B16.11 |  |  |  | COUPLING REDU | COUPLING, REDUCING | D | 3/4"x1/2" |  |  | TYPE=REDUCER-CONCENTRIC,SKEY=RCSW |  | SW | 12.7 |  |  |  | mm | 26.67 | 0.75 | 1730.711 | 12425.283 | 547.9462 | 3000 |  | Existing |  | 0.12 | KG | [6 empty] | SHOP | SKID GAS | 388625
PIPE, SEAMLESS, PE, SCH 160, B36.10, A106 Gr. B | ASTM A106 Gr. B |  |  |  | 1/2"-1-1/2" | PIPE, SEAMLESS | D | 1/2" |  |  | TYPE=PIPE |  | PL |  |  |  |  | mm | 21.336 | 0.5 | 1730.711 | 12425.283 | 535.2462 |  | 10S | New |  | 1.95 | KG | [6 empty] | SHOP | SKID GAS | 388631
FLOATING BALL VALVE, NPT, 2500#, A216 Gr WCB | ASME B16.10 |  |  |  | BALL VALVE, LONG PATTERN, 1/2" ND, 1500 LB, FPT, ASME B16.10, 2 9/50" LG | Ball Valve | D | 1/2" |  | Long Pattern | SKEY=VBSC,TYPE=VALVE |  | THDF | 9.652 |  |  |  | mm | 21.336 | 0.5 | 1730.711 | 12425.283 | 460.2462 | 1500 |  | New |  | 2.8 | KG |  |  |  |  | ?-? |  | SHOP | SKID GAS | 388637
PLUG, HEX HEAD, NPT, 3000#, B16.11, A105 | ASME B16.11 |  |  |  | PLUG HEX MPT | Plug, Hex Head | D | 1/2" |  |  | TYPE=MISC-COMPONENT,SKEY=PL |  | THDM | 0 |  |  |  | mm | 22.352 | 0.5 | 1730.711 | 12425.283 | 404.8742 |  |  | New |  | 0.07 | KG | [6 empty] | SHOP | SKID GAS | 388643
PLUG, HEX HEAD, NPT, 3000#, B16.11, A105 | ASME B16.11 |  |  |  | PLUG HEX MPT | Plug, Hex Head | D | 1/2" |  |  | TYPE=MISC-COMPONENT,SKEY=PL |  | THDM | 0 |  |  |  | mm | 22.352 | 0.5 | 1730.711 | 12425.2155 | 1709.1182 |  |  | New |  | 0.07 | KG | [6 empty] | SHOP | SKID GAS | 388649
PIPE, SEAMLESS, PE, SCH 160, B36.10, A106 Gr. B | ASTM A106 Gr. B |  |  |  | 1/2"-1-1/2" | PIPE, SEAMLESS | D | 3/4" |  |  | TYPE=PIPE |  | PL |  |  |  |  | mm | 26.67 | 0.75 | 1711.661 | 12425.283 | 641.9962 |  | 10S | New |  | 2.9 | KG | [6 empty] | SHOP | SKID GAS | 388663
TEE, SW, 3000 #, B16.11, A105 | ASME B16.11 |  |  |  | TEE RED SW | Tee | D | 3/4" |  |  | TYPE=TEE,SKEY=TESW |  | SW | 12.7 |  |  |  | mm | 26.67 | 0.75 | 1730.711 | 12425.283 | 641.9962 | 3000 |  | Existing |  |  | KG | [6 empty] | SHOP | SKID GAS | 388669
TEE, SW, 3000 #, B16.11, A105 | ASME B16.11 |  |  |  | TEE RED SW | Tee | D | 3/4" |  |  | TYPE=TEE,SKEY=TESW |  | SW | 12.7 |  |  |  | mm | 26.67 | 0.75 | 1730.711 | 12425.2155 | 1471.9962 | 3000 |  | Existing |  |  | KG | [6 empty] | SHOP | SKID GAS | 388671
THREADOLET, 3000#, MSS SP-97 | MSS SP-97 |  |  |  | THREADOLET, 6"X1" ND, 3000 LB, BWXFPT, 5/8" LG, MSS SP-97 | Threadolet | D | 6"x1" |  |  | TYPE=OLET,SKEY=THSC |  | BV | 0 |  |  |  | mm | 168.275 | 6 | 1359.3426 | 12425.2155 | 1471.9962 | 3000 |  | New |  | 0.28 | KG | [6 empty] | SHOP | SKID GAS | 388683
THREADOLET, 3000#, MSS SP-97 | MSS SP-97 |  |  |  | THREADOLET, 6"X1" ND, 3000 LB, BWXFPT, 5/8" LG, MSS SP-97 | Threadolet | D | 6"x1" |  |  | TYPE=OLET,SKEY=THSC |  | BV | 0 |  |  |  | mm | 168.275 | 6 | 1359.3426 | 12425.2155 | 641.9962 | 3000 |  | New |  | 0.28 | KG | [6 empty] | SHOP | SKID GAS | 388689
HEX HEAD BUSHING, 3000#, B16.11, A105 | ASME B16.11 |  |  |  | HEX HEAD BUSHING, 1"X3/4" ND, MPTXFPT, ASME B16.11 | Hex Head Bushing | D | 1"x3/4" |  |  | TYPE=COUPLING,SKEY=COSC |  | THDM | 0 |  |  |  | mm | 33.401 | 1 | 1459.3551 | 12425.2155 | 1471.9962 |  |  | New |  | 0.15 | KG | [6 empty] | SHOP | SKID GAS | 388702
PIPE, SEAMLESS, PE, SCH 160, B36.10, A106 Gr. B | ASTM A106 Gr. B |  |  |  | 1/2"-1-1/2" | PIPE, SEAMLESS | D | 3/4" |  |  | TYPE=PIPE |  | PL |  |  |  |  | mm | 26.67 | 0.75 | 1470.4676 | 12425.2155 | 1471.9962 |  | 10S | New |  | 2.9 | KG | [6 empty] | SHOP | SKID GAS | 388712
HEX HEAD BUSHING, 3000#, B16.11, A105 | ASME B16.11 |  |  |  | HEX HEAD BUSHING, 1"X3/4" ND, MPTXFPT, ASME B16.11 | Hex Head Bushing | D | 1"x3/4" |  |  | TYPE=COUPLING,SKEY=COSC |  | THDM | 0 |  |  |  | mm | 33.401 | 1 | 1459.3551 | 12425.2155 | 641.9962 |  |  | New |  | 0.15 | KG | [6 empty] | SHOP | SKID GAS | 388724
PIPE, SEAMLESS, PE, SCH 160, B36.10, A106 Gr. B | ASTM A106 Gr. B |  |  |  | 1/2"-1-1/2" | PIPE, SEAMLESS | D | 3/4" |  |  | TYPE=PIPE |  | PL |  |  |  |  | mm | 26.67 | 0.75 | 1730.711 | 12425.2155 | 1452.9462 |  | 10S | New |  | 2.9 | KG | [6 empty] | SHOP | SKID GAS | 388744
PIPE, SEAMLESS, PE, SCH 160, B36.10, A106 Gr. B | ASTM A106 Gr. B |  |  |  | 1/2"-1-1/2" | PIPE, SEAMLESS | D | 3/4" |  |  | TYPE=PIPE |  | PL |  |  |  |  | mm | 26.67 | 0.75 | 1570.621 | 12425.283 | 641.9962 |  | 10S | New |  | 2.9 | KG | [6 empty] | SHOP | SKID GAS | 388754
PIPE, SEAMLESS, PE, SCH 160, B36.10, A106 Gr. B | ASTM A106 Gr. B |  |  |  | 1/2"-1-1/2" | PIPE, SEAMLESS | D | 3/4" |  |  | TYPE=PIPE |  | PL |  |  |  |  | mm | 26.67 | 0.75 | 1025.2324 | 3876.0513 | 1454.0462 |  | 10S | Existing |  | 2.9 | KG | [6 empty] | SHOP | SKID GAS | 388764
COUPLING, RED, SW, #3000, B16.11, A105 | ASME B16.11 |  |  |  | COUPLING REDU | COUPLING, REDUCING | D | 3/4"x1/2" |  |  | TYPE=REDUCER-CONCENTRIC,SKEY=RCSW |  | SW | 12.7 |  |  |  | mm | 26.67 | 0.75 | 1025.2324 | 3876.0513 | 1529.0462 | 3000 |  | Existing |  | 0.12 | KG | [6 empty] | SHOP | SKID GAS | 388770
PIPE, SEAMLESS, PE, SCH 160, B36.10, A106 Gr. B | ASTM A106 Gr. B |  |  |  | 1/2"-1-1/2" | PIPE, SEAMLESS | D | 1/2" |  |  | TYPE=PIPE |  | PL |  |  |  |  | mm | 21.336 | 0.5 | 1025.2324 | 3876.0513 | 1541.7462 |  | 10S | New |  | 1.95 | KG | [6 empty] | SHOP | SKID GAS | 388776
FLOATING BALL VALVE, NPT, 2500#, A216 Gr WCB | ASME B16.10 |  |  |  | BALL VALVE, LONG PATTERN, 1/2" ND, 1500 LB, FPT, ASME B16.10, 2 9/50" LG | Ball Valve | D | 1/2" |  | Long Pattern | SKEY=VBSC,TYPE=VALVE |  | THDF | 9.652 |  |  |  | mm | 21.336 | 0.5 | 1025.2324 | 3876.0513 | 1616.7462 | 1500 |  | New |  | 2.8 | KG |  |  |  |  | ?-? |  | SHOP | SKID GAS | 388782
FLOATING BALL VALVE, NPT, 2500#, A216 Gr WCB | ASME B16.10 |  |  |  | BALL VALVE, LONG PATTERN, 3/4" ND, 1500 LB, FPT, ASME B16.10, 2 3/5" LG | Ball Valve | D | 3/4" |  | Long Pattern | SKEY=VBSC,TYPE=VALVE |  | THDF | 11.176 |  |  |  | mm | 26.67 | 0.75 | 1138.4331 | 3762.8506 | 1434.9962 | 1500 |  | New |  | 4.5 | KG |  |  |  |  | ?-? |  | SHOP | SKID GAS | 388788
PIPE, SEAMLESS, PE, SCH 160, B36.10, A106 Gr. B | ASTM A106 Gr. B |  |  |  | 1/2"-1-1/2" | PIPE, SEAMLESS | D | 3/4" |  |  | TYPE=PIPE |  | PL |  |  |  |  | mm | 26.67 | 0.75 | 1091.7358 | 3809.548 | 1434.9962 |  | 10S | New |  | 2.9 | KG | [6 empty] | SHOP | SKID GAS | 388794
FLOATING BALL VALVE, NPT, 2500#, A216 Gr WCB | ASME B16.10 |  |  |  | BALL VALVE, LONG PATTERN, 3/4" ND, 1500 LB, FPT, ASME B16.10, 2 3/5" LG | Ball Valve | D | 3/4" |  | Long Pattern | SKEY=VBSC,TYPE=VALVE |  | THDF | 11.176 |  |  |  | mm | 26.67 | 0.75 | 1138.4331 | 3762.8506 | 770.9962 | 1500 |  | New |  | 4.5 | KG |  |  |  |  | ?-? |  | SHOP | SKID GAS | 388801
PIPE, SEAMLESS, PE, SCH 160, B36.10, A106 Gr. B | ASTM A106 Gr. B |  |  |  | 1/2"-1-1/2" | PIPE, SEAMLESS | D | 3/4" |  |  | TYPE=PIPE |  | PL |  |  |  |  | mm | 26.67 | 0.75 | 1025.2324 | 3876.0514 | 751.9462 |  | 10S | Existing |  | 2.9 | KG | [6 empty] | SHOP | SKID GAS | 388811
COUPLING, RED, SW, #3000, B16.11, A105 | ASME B16.11 |  |  |  | COUPLING REDU | COUPLING, REDUCING | D | 3/4"x1/2" |  |  | TYPE=REDUCER-CONCENTRIC,SKEY=RCSW |  | SW | 12.7 |  |  |  | mm | 26.67 | 0.75 | 1025.2324 | 3876.0514 | 676.9462 | 3000 |  | Existing |  | 0.12 | KG | [6 empty] | SHOP | SKID GAS | 388817
PIPE, SEAMLESS, PE, SCH 160, B36.10, A106 Gr. B | ASTM A106 Gr. B |  |  |  | 1/2"-1-1/2" | PIPE, SEAMLESS | D | 1/2" |  |  | TYPE=PIPE |  | PL |  |  |  |  | mm | 21.336 | 0.5 | 1025.2324 | 3876.0514 | 664.2462 |  | 10S | New |  | 1.95 | KG | [6 empty] | SHOP | SKID GAS | 388823
FLOATING BALL VALVE, NPT, 2500#, A216 Gr WCB | ASME B16.10 |  |  |  | BALL VALVE, LONG PATTERN, 1/2" ND, 1500 LB, FPT, ASME B16.10, 2 9/50" LG | Ball Valve | D | 1/2" |  | Long Pattern | SKEY=VBSC,TYPE=VALVE |  | THDF | 9.652 |  |  |  | mm | 21.336 | 0.5 | 1025.2324 | 3876.0514 | 589.2462 | 1500 |  | New |  | 2.8 | KG |  |  |  |  | ?-? |  | SHOP | SKID GAS | 388829
PLUG, HEX HEAD, NPT, 3000#, B16.11, A105 | ASME B16.11 |  |  |  | PLUG HEX MPT | Plug, Hex Head | D | 1/2" |  |  | TYPE=MISC-COMPONENT,SKEY=PL |  | THDM | 0 |  |  |  | mm | 22.352 | 0.5 | 1025.2324 | 3876.0514 | 533.8742 |  |  | New |  | 0.07 | KG | [6 empty] | SHOP | SKID GAS | 388835
PLUG, HEX HEAD, NPT, 3000#, B16.11, A105 | ASME B16.11 |  |  |  | PLUG HEX MPT | Plug, Hex Head | D | 1/2" |  |  | TYPE=MISC-COMPONENT,SKEY=PL |  | THDM | 0 |  |  |  | mm | 22.352 | 0.5 | 1025.2324 | 3876.0513 | 1672.1182 |  |  | New |  | 0.07 | KG | [6 empty] | SHOP | SKID GAS | 388841
PIPE, SEAMLESS, PE, SCH 160, B36.10, A106 Gr. B | ASTM A106 Gr. B |  |  |  | 1/2"-1-1/2" | PIPE, SEAMLESS | D | 3/4" |  |  | TYPE=PIPE |  | PL |  |  |  |  | mm | 26.67 | 0.75 | 1038.7028 | 3862.581 | 770.9962 |  | 10S | New |  | 2.9 | KG | [6 empty] | SHOP | SKID GAS | 388855
TEE, SW, 3000 #, B16.11, A105 | ASME B16.11 |  |  |  | TEE RED SW | Tee | D | 3/4" |  |  | TYPE=TEE,SKEY=TESW |  | SW | 12.7 |  |  |  | mm | 26.67 | 0.75 | 1025.2324 | 3876.0514 | 770.9962 | 3000 |  | Existing |  |  | KG | [6 empty] | SHOP | SKID GAS | 388861
TEE, SW, 3000 #, B16.11, A105 | ASME B16.11 |  |  |  | TEE RED SW | Tee | D | 3/4" |  |  | TYPE=TEE,SKEY=TESW |  | SW | 12.7 |  |  |  | mm | 26.67 | 0.75 | 1025.2324 | 3876.0513 | 1434.9962 | 3000 |  | Existing |  |  | KG | [6 empty] | SHOP | SKID GAS | 388863
PIPE, SEAMLESS, PE, SCH 160, B36.10, A106 Gr. B | ASTM A106 Gr. B |  |  |  | 1/2"-1-1/2" | PIPE, SEAMLESS | D | 3/4" |  |  | TYPE=PIPE |  | PL |  |  |  |  | mm | 26.67 | 0.75 | 1138.4331 | 3762.8506 | 1434.9962 |  | 10S | New |  | 2.9 | KG | [6 empty] | SHOP | SKID GAS | 388865
PIPE, SEAMLESS, PE, SCH 160, B36.10, A106 Gr. B | ASTM A106 Gr. B |  |  |  | 1/2"-1-1/2" | PIPE, SEAMLESS | D | 3/4" |  |  | TYPE=PIPE |  | PL |  |  |  |  | mm | 26.67 | 0.75 | 1138.4331 | 3762.8506 | 770.9962 |  | 10S | New |  | 2.9 | KG | [6 empty] | SHOP | SKID GAS | 388869
TEE, SW, 3000 #, B16.11, A105 | ASME B16.11 |  |  |  | TEE RED SW | Tee | D | 3/4" |  |  | TYPE=TEE,SKEY=TESW |  | SW | 12.7 |  |  |  | mm | 26.67 | 0.75 | 1025.2324 | 3025.5527 | 770.9962 | 3000 |  | Existing |  |  | KG | [6 empty] | SHOP | SKID GAS | 388872
TEE, SW, 3000 #, B16.11, A105 | ASME B16.11 |  |  |  | TEE RED SW | Tee | D | 3/4" |  |  | TYPE=TEE,SKEY=TESW |  | SW | 12.7 |  |  |  | mm | 26.67 | 0.75 | 1025.2324 | 3025.5527 | 1127.9962 | 3000 |  | Existing |  |  | KG | [6 empty] | SHOP | SKID GAS | 388874
PIPE, SEAMLESS, PE, SCH 160, B36.10, A106 Gr. B | ASTM A106 Gr. B |  |  |  | 1/2"-1-1/2" | PIPE, SEAMLESS | D | 3/4" |  |  | TYPE=PIPE |  | PL |  |  |  |  | mm | 26.67 | 0.75 | 1138.4331 | 3138.7534 | 1127.9962 |  | 10S | New |  | 2.9 | KG | [6 empty] | SHOP | SKID GAS | 388876
PIPE, SEAMLESS, PE, SCH 160, B36.10, A106 Gr. B | ASTM A106 Gr. B |  |  |  | 1/2"-1-1/2" | PIPE, SEAMLESS | D | 3/4" |  |  | TYPE=PIPE |  | PL |  |  |  |  | mm | 26.67 | 0.75 | 1138.4331 | 3138.7534 | 770.9962 |  | 10S | New |  | 2.9 | KG | [6 empty] | SHOP | SKID GAS | 388888
PIPE, SEAMLESS, PE, SCH 160, B36.10, A106 Gr. B | ASTM A106 Gr. B |  |  |  | 1/2"-1-1/2" | PIPE, SEAMLESS | D | 3/4" |  |  | TYPE=PIPE |  | PL |  |  |  |  | mm | 26.67 | 0.75 | 1025.2324 | 3025.5527 | 1147.0462 |  | 10S | Existing |  | 2.9 | KG | [6 empty] | SHOP | SKID GAS | 388894
COUPLING, RED, SW, #3000, B16.11, A105 | ASME B16.11 |  |  |  | COUPLING REDU | COUPLING, REDUCING | D | 3/4"x1/2" |  |  | TYPE=REDUCER-CONCENTRIC,SKEY=RCSW |  | SW | 12.7 |  |  |  | mm | 26.67 | 0.75 | 1025.2324 | 3025.5527 | 1222.0462 | 3000 |  | Existing |  | 0.12 | KG | [6 empty] | SHOP | SKID GAS | 388901
PIPE, SEAMLESS, PE, SCH 160, B36.10, A106 Gr. B | ASTM A106 Gr. B |  |  |  | 1/2"-1-1/2" | PIPE, SEAMLESS | D | 1/2" |  |  | TYPE=PIPE |  | PL |  |  |  |  | mm | 21.336 | 0.5 | 1025.2324 | 3025.5527 | 1234.7462 |  | 10S | New |  | 1.95 | KG | [6 empty] | SHOP | SKID GAS | 388907
FLOATING BALL VALVE, NPT, 2500#, A216 Gr WCB | ASME B16.10 |  |  |  | BALL VALVE, LONG PATTERN, 1/2" ND, 1500 LB, FPT, ASME B16.10, 2 9/50" LG | Ball Valve | D | 1/2" |  | Long Pattern | SKEY=VBSC,TYPE=VALVE |  | THDF | 9.652 |  |  |  | mm | 21.336 | 0.5 | 1025.2324 | 3025.5527 | 1309.7462 | 1500 |  | New |  | 2.8 | KG |  |  |  |  | ?-? |  | SHOP | SKID GAS | 388913
FLOATING BALL VALVE, NPT, 2500#, A216 Gr WCB | ASME B16.10 |  |  |  | BALL VALVE, LONG PATTERN, 3/4" ND, 1500 LB, FPT, ASME B16.10, 2 3/5" LG | Ball Valve | D | 3/4" |  | Long Pattern | SKEY=VBSC,TYPE=VALVE |  | THDF | 11.176 |  |  |  | mm | 26.67 | 0.75 | 1138.4331 | 3138.7534 | 1127.9962 | 1500 |  | New |  | 4.5 | KG |  |  |  |  | ?-? |  | SHOP | SKID GAS | 388919
PIPE, SEAMLESS, PE, SCH 160, B36.10, A106 Gr. B | ASTM A106 Gr. B |  |  |  | 1/2"-1-1/2" | PIPE, SEAMLESS | D | 3/4" |  |  | TYPE=PIPE |  | PL |  |  |  |  | mm | 26.67 | 0.75 | 1091.7358 | 3092.0561 | 1127.9962 |  | 10S | New |  | 2.9 | KG | [6 empty] | SHOP | SKID GAS | 388929
FLOATING BALL VALVE, NPT, 2500#, A216 Gr WCB | ASME B16.10 |  |  |  | BALL VALVE, LONG PATTERN, 3/4" ND, 1500 LB, FPT, ASME B16.10, 2 3/5" LG | Ball Valve | D | 3/4" |  | Long Pattern | SKEY=VBSC,TYPE=VALVE |  | THDF | 11.176 |  |  |  | mm | 26.67 | 0.75 | 1138.4331 | 3138.7534 | 770.9962 | 1500 |  | New |  | 4.5 | KG |  |  |  |  | ?-? |  | SHOP | SKID GAS | 388935
PIPE, SEAMLESS, PE, SCH 160, B36.10, A106 Gr. B | ASTM A106 Gr. B |  |  |  | 1/2"-1-1/2" | PIPE, SEAMLESS | D | 3/4" |  |  | TYPE=PIPE |  | PL |  |  |  |  | mm | 26.67 | 0.75 | 1025.2324 | 3025.5527 | 751.9462 |  | 10S | Existing |  | 2.9 | KG | [6 empty] | SHOP | SKID GAS | 388941
COUPLING, RED, SW, #3000, B16.11, A105 | ASME B16.11 |  |  |  | COUPLING REDU | COUPLING, REDUCING | D | 3/4"x1/2" |  |  | TYPE=REDUCER-CONCENTRIC,SKEY=RCSW |  | SW | 12.7 |  |  |  | mm | 26.67 | 0.75 | 1025.2324 | 3025.5527 | 676.9462 | 3000 |  | Existing |  | 0.12 | KG | [6 empty] | SHOP | SKID GAS | 388947
PIPE, SEAMLESS, PE, SCH 160, B36.10, A106 Gr. B | ASTM A106 Gr. B |  |  |  | 1/2"-1-1/2" | PIPE, SEAMLESS | D | 1/2" |  |  | TYPE=PIPE |  | PL |  |  |  |  | mm | 21.336 | 0.5 | 1025.2324 | 3025.5527 | 664.2462 |  | 10S | New |  | 1.95 | KG | [6 empty] | SHOP | SKID GAS | 388953
FLOATING BALL VALVE, NPT, 2500#, A216 Gr WCB | ASME B16.10 |  |  |  | BALL VALVE, LONG PATTERN, 1/2" ND, 1500 LB, FPT, ASME B16.10, 2 9/50" LG | Ball Valve | D | 1/2" |  | Long Pattern | SKEY=VBSC,TYPE=VALVE |  | THDF | 9.652 |  |  |  | mm | 21.336 | 0.5 | 1025.2324 | 3025.5527 | 589.2462 | 1500 |  | New |  | 2.8 | KG |  |  |  |  | ?-? |  | SHOP | SKID GAS | 388959
PLUG, HEX HEAD, NPT, 3000#, B16.11, A105 | ASME B16.11 |  |  |  | PLUG HEX MPT | Plug, Hex Head | D | 1/2" |  |  | TYPE=MISC-COMPONENT,SKEY=PL |  | THDM | 0 |  |  |  | mm | 22.352 | 0.5 | 1025.2324 | 3025.5527 | 533.8742 |  |  | New |  | 0.07 | KG | [6 empty] | SHOP | SKID GAS | 388965
PLUG, HEX HEAD, NPT, 3000#, B16.11, A105 | ASME B16.11 |  |  |  | PLUG HEX MPT | Plug, Hex Head | D | 1/2" |  |  | TYPE=MISC-COMPONENT,SKEY=PL |  | THDM | 0 |  |  |  | mm | 22.352 | 0.5 | 1025.2324 | 3025.5527 | 1365.1182 |  |  | New |  | 0.07 | KG | [6 empty] | SHOP | SKID GAS | 388971
PIPE, SEAMLESS, PE, SCH 160, B36.10, A106 Gr. B | ASTM A106 Gr. B |  |  |  | 1/2"-1-1/2" | PIPE, SEAMLESS | D | 3/4" |  |  | TYPE=PIPE |  | PL |  |  |  |  | mm | 26.67 | 0.75 | 1038.7028 | 3039.0231 | 770.9962 |  | 10S | New |  | 2.9 | KG | [6 empty] | SHOP | SKID GAS | 388981
PIPE, SEAMLESS, PE, SCH 160, B36.10, A106 Gr. B | ASTM A106 Gr. B |  |  |  | 1/2"-1-1/2" | PIPE, SEAMLESS | D | 3/4" |  |  | TYPE=PIPE |  | PL |  |  |  |  | mm | 26.67 | 0.75 | 1025.2324 | 3876.0513 | 1415.9462 |  | 10S | New |  | 2.9 | KG | [6 empty] | SHOP | SKID GAS | 389307
PIPE, SEAMLESS, PE, SCH 160, B36.10, A106 Gr. B | ASTM A106 Gr. B |  |  |  | 1/2"-1-1/2" | PIPE, SEAMLESS | D | 3/4" |  |  | TYPE=PIPE |  | PL |  |  |  |  | mm | 26.67 | 0.75 | 1025.2324 | 3025.5527 | 1108.9462 |  | 10S | New |  | 2.9 | KG | [6 empty] | SHOP | SKID GAS | 389317
Nozzle, threaded, ASME B16.11 | ASME B16.11 |  |  |  | Nozzle, threaded, 1" ND, ASME B16.11 | Nozzle, threaded |  | 1"x2" |  |  |  |  | THDF | 10.16 | RF |  |  | mm | 33.401 | 1 | 1245.7855 | 3246.1058 | 336.7409 | 3000 | [9 empty] | N-1 |  | SHOP | SKID GAS | 389405
HEX HEAD BUSHING, 3000#, B16.11, A105 | ASME B16.11 |  |  |  | HEX HEAD BUSHING, 1"X1/2" ND, MPTXFPT, ASME B16.11 | Hex Head Bushing | B | 1"x1/2" | 1/2"-DO-B-504-N |  | TYPE=COUPLING,SKEY=COSC |  | THDM | 0 |  |  |  | mm | 33.401 | 1 | 1245.7855 | 3246.1058 | 336.7409 |  |  | New |  | 0.15 | KG | [6 empty] | SHOP | SKID GAS | 389408
PIPE, SEAMLESS, PE, SCH 160, B36.10, A106 Gr. B | ASTM A106 Gr. B |  |  |  | 1/2"-1-1/2" | PIPE, SEAMLESS | B | 1/2" | 1/2"-DO-B-504-N |  | TYPE=PIPE |  | PL |  |  |  |  | mm | 21.336 | 0.5 | 441.255 | 3106.4716 | 336.7409 |  | 10S | New |  | 1.95 | KG | [6 empty] | SHOP | SKID GAS | 389452
PIPE, SEAMLESS, PE, SCH 160, B36.10, A106 Gr. B | ASTM A106 Gr. B |  |  |  | 1/2"-1-1/2" | PIPE, SEAMLESS | B | 1/2" | 1/2"-DO-B-504-N |  | TYPE=PIPE |  | PL |  |  |  |  | mm | 21.336 | 0.5 | 1236.8053 | 3237.1256 | 336.7409 |  | 10S | New |  | 1.95 | KG | [6 empty] | SHOP | SKID GAS | 389458
UNION, 3000#, SW, MSS-SP-83, A105 | MSS-SP-83 |  |  |  | UNION | UNION | B | 1/2" | 1/2"-DO-B-504-N |  | TYPE=UNION,SKEY=UNSW |  | SW | 12.7 |  |  |  | mm | 21.336 | 0.5 | 1183.7722 | 3184.0926 | 336.7409 | 3000 |  | New |  | 0.35 | KG | [6 empty] | SHOP | SKID GAS | 389464
PIPE, SEAMLESS, PE, SCH 160, B36.10, A106 Gr. B | ASTM A106 Gr. B |  |  |  | 1/2"-1-1/2" | PIPE, SEAMLESS | B | 1/2" | 1/2"-DO-B-504-N |  | TYPE=PIPE |  | PL |  |  |  |  | mm | 21.336 | 0.5 | 1167.0869 | 3167.4073 | 336.7409 |  | 10S | New |  | 1.95 | KG | [6 empty] | SHOP | SKID GAS | 389470
ELL 45, SW, 3000#, B16.11, A105 | ASME B16.11 |  |  |  | ELL 45 SW | ELL 45 | B | 1/2" | 1/2"-DO-B-504-N |  | TYPE=ELBOW,SKEY=ELSW |  | SW | 9.652 |  |  |  | mm | 21.336 | 0.5 | 1106.1513 | 3106.4716 | 336.7409 | 3000 |  | New |  | 0.13 | KG | [6 empty] | SHOP | SKID GAS | 389476
PIPE, SEAMLESS, PE, SCH 160, B36.10, A106 Gr. B | ASTM A106 Gr. B |  |  |  | 1/2"-1-1/2" | PIPE, SEAMLESS | B | 1/2" | 1/2"-DO-B-504-N |  | TYPE=PIPE |  | PL |  |  |  |  | mm | 21.336 | 0.5 | 1094.9753 | 3106.4716 | 336.7409 |  | 10S | New |  | 1.95 | KG | [6 empty] | SHOP | SKID GAS | 389486
PIPE, SEAMLESS, PE, SCH 160, B36.10, A106 Gr. B | ASTM A106 Gr. B |  |  |  | 1/2"-1-1/2" | PIPE, SEAMLESS | B | 1" | 1"-DO-B-505-N |  | TYPE=PIPE |  | PL |  |  |  |  | mm | 33.401 | 1 | 307.9137 | 5705.0937 | 214.5756 |  | 10S | New |  | 4.24 | KG | [6 empty] | SHOP | SKID GAS | 389496
PIPE, SEAMLESS, PE, SCH 160, B36.10, A106 Gr. B | ASTM A106 Gr. B |  |  |  | 1/2"-1-1/2" | PIPE, SEAMLESS | B | 1" | 1"-DO-B-505-N |  | TYPE=PIPE |  | PL |  |  |  |  | mm | 33.401 | 1 | 307.9137 | 3084.1196 | 214.5756 |  | 10S | New |  | 4.24 | KG | [6 empty] | SHOP | SKID GAS | 389507
Nozzle, threaded, ASME B16.11 | ASME B16.11 |  |  |  | Nozzle, threaded, 2" ND, ASME B16.11 | Nozzle, threaded |  | 2" |  |  |  |  | THDF | 11.0744 | RF |  |  | mm | 60.325 | 2 | 1450.4817 | 3116.0021 | 770.9962 | 3000 | [9 empty] | N-2 |  | SHOP | SKID GAS | 389514
HEX HEAD BUSHING, 3000#, B16.11, A105 | ASME B16.11 |  |  |  | HEX HEAD BUSHING, 2"X1/2" ND, MPTXFPT, ASME B16.11 | Hex Head Bushing | B | 2"x1/2" | 1/2"-PRW-A2-202-N |  | TYPE=COUPLING,SKEY=COSC |  | THDM | 0 |  |  |  | mm | 60.325 | 2 | 1450.4817 | 3116.0021 | 770.9962 |  |  | New |  | 0.6 | [7 empty] | SHOP | SKID GAS | 389525
PIPE, SCH 80, PE, B36.1, A-106 GR.B | ASTM A106 |  |  |  | PIPE, SEAMLESS, 80, 1/2" ND, PE, ASTM A106 | PIPE, SEAMLESS | A1A2 | 1/2" | 1/2"-PRW-A2-201-N |  | TYPE=PIPE |  | PL |  |  |  |  | mm | 21.336 | 0.5 | 397.9137 | 63.134 | 208.5431 |  | 80 | New |  |  | KG | [6 empty] | SHOP | SKID GAS | 389826
PIPE, SCH 80, PE, B36.1, A-106 GR.B | ASTM A106 |  |  |  | PIPE, SEAMLESS, 80, 1/2" ND, PE, ASTM A106 | PIPE, SEAMLESS | A1A2 | 1/2" | 1/2"-PRW-A2-201-N |  | TYPE=PIPE |  | PL |  |  |  |  | mm | 21.336 | 0.5 | 397.9137 | 4822.8753 | 208.5431 |  | 80 | New |  |  | KG | [6 empty] | SHOP | SKID GAS | 389836
PIPE, SCH 80, PE, B36.1, A-106 GR.B | ASTM A106 |  |  |  | PIPE, SEAMLESS, 80, 1/2" ND, PE, ASTM A106 | PIPE, SEAMLESS | A1A2 | 1/2" | 1/2"-PRW-A2-202-N |  | TYPE=PIPE |  | PL |  |  |  |  | mm | 21.336 | 0.5 | 489.9898 | 2893.7442 | 300.6192 |  | 80 | New |  |  | KG | [6 empty] | SHOP | SKID GAS | 389856
PIPE, SCH 80, PE, B36.1, A-106 GR.B | ASTM A106 |  |  |  | PIPE, SEAMLESS, 80, 1/2" ND, PE, ASTM A106 | PIPE, SEAMLESS | A1A2 | 1/2" | 1/2"-PRW-A2-202-N |  | TYPE=PIPE |  | PL |  |  |  |  | mm | 21.336 | 0.5 | 510.2088 | 2893.7442 | 308.9942 |  | 80 | New |  |  | KG | [6 empty] | SHOP | SKID GAS | 389862
PIPE, SCH 80, PE, B36.1, A-106 GR.B | ASTM A106 |  |  |  | PIPE, SEAMLESS, 80, 1/2" ND, PE, ASTM A106 | PIPE, SEAMLESS | A1A2 | 1/2" | 1/2"-PRW-A2-202-N |  | TYPE=PIPE |  | PL |  |  |  |  | mm | 21.336 | 0.5 | 723.1968 | 2893.7442 | 308.9942 |  | 80 | New |  |  | KG | [6 empty] | SHOP | SKID GAS | 389941
UNION, 3000#, NPT, MSS-SP-83, A105 | MSS-SP-83 |  |  |  | UNION, 1/2" ND, 3000 LB, FPT, MSS-SP-83 | UNION | A1A2 | 1/2" | 1/2"-PRW-A2-202-N |  | TYPE=UNION,SKEY=UNSC |  | THDF | 12.7 |  |  |  | mm | 21.336 | 0.5 | 798.1968 | 2893.7442 | 308.9942 | 3000 |  | New |  | 0.237 | KG | [6 empty] | SHOP | SKID GAS | 389947
PIPE, SCH 80, PE, B36.1, A-106 GR.B | ASTM A106 |  |  |  | PIPE, SEAMLESS, 80, 1/2" ND, PE, ASTM A106 | PIPE, SEAMLESS | A1A2 | 1/2" | 1/2"-PRW-A2-202-N |  | TYPE=PIPE |  | PL |  |  |  |  | mm | 21.336 | 0.5 | 822.0068 | 2893.7442 | 308.9942 |  | 80 | New |  |  | KG | [6 empty] | SHOP | SKID GAS | 389963
PIPE, SCH 80, PE, B36.1, A-106 GR.B | ASTM A106 |  |  |  | PIPE, SEAMLESS, 80, 1/2" ND, PE, ASTM A106 | PIPE, SEAMLESS | A1A2 | 1/2" | 1/2"-PRW-A2-202-N |  | TYPE=PIPE |  | PL |  |  |  |  | mm | 21.336 | 0.5 | 1450.4817 | 2893.7442 | 751.2782 |  | 80 | New |  |  | KG | [6 empty] | SHOP | SKID GAS | 389973
PIPE, SCH 80, PE, B36.1, A-106 GR.B | ASTM A106 |  |  |  | PIPE, SEAMLESS, 80, 1/2" ND, PE, ASTM A106 | PIPE, SEAMLESS | A1A2 | 1/2" | 1/2"-PRW-A2-202-N |  | TYPE=PIPE |  | PL |  |  |  |  | mm | 21.336 | 0.5 | 1450.4817 | 2913.4622 | 770.9962 |  | 80 | New |  |  | KG | [6 empty] | SHOP | SKID GAS | 389983
UNION, 3000#, NPT, MSS-SP-83, A105 | MSS-SP-83 |  |  |  | UNION, 1/2" ND, 3000 LB, FPT, MSS-SP-83 | UNION | A1A2 | 1/2" | 1/2"-PRW-A2-202-N |  | TYPE=UNION,SKEY=UNSC |  | THDF | 12.7 |  |  |  | mm | 21.336 | 0.5 | 1450.4817 | 3028.3021 | 770.9962 | 3000 |  | New |  | 0.237 | KG | [6 empty] | SHOP | SKID GAS | 389993
PIPE, SCH 80, PE, B36.1, A-106 GR.B | ASTM A106 |  |  |  | PIPE, SEAMLESS, 80, 1/2" ND, PE, ASTM A106 | PIPE, SEAMLESS | A1A2 | 1/2" | 1/2"-PRW-A2-202-N |  | TYPE=PIPE |  | PL |  |  |  |  | mm | 21.336 | 0.5 | 1450.4817 | 3103.3021 | 770.9962 |  | 80 | New |  |  | KG | [6 empty] | SHOP | SKID GAS | 390004
ELL 90, 3000#, NPT, B16.11, A-105 | ASME B16.11 |  |  |  | ELL 90, 1/2" ND, 3000 LB, FPT, ASME B16.11 | ELL 90 | A1A2 | 1/2" | 1/2"-PRW-A2-202-N |  | TYPE=ELBOW,SKEY=ELSC |  | THDF | 13.556 |  |  |  | mm | 21.336 | 0.5 | 1450.4817 | 2893.7442 | 770.9962 | 3000 |  | New |  | 0.19 | KG | [6 empty] | SHOP | SKID GAS | 390018
ELL 90, 3000#, NPT, B16.11, A-105 | ASME B16.11 |  |  |  | ELL 90, 1/2" ND, 3000 LB, FPT, ASME B16.11 | ELL 90 | A1A2 | 1/2" | 1/2"-PRW-A2-202-N |  | TYPE=ELBOW,SKEY=ELSC |  | THDF | 13.556 |  |  |  | mm | 21.336 | 0.5 | 1450.4817 | 2893.7442 | 308.9942 | 3000 |  | New |  | 0.19 | KG | [6 empty] | SHOP | SKID GAS | 390028
Nozzle, threaded, ASME B16.11 | ASME B16.11 |  |  |  | Nozzle, threaded, 2" ND, ASME B16.11 | Nozzle, threaded |  | 2"x1" |  |  |  |  | THDF | 11.0744 | RF |  |  | mm | 60.325 | 2 | 1450.4817 | 3450.802 | 2744.2521 | 3000 | [9 empty] | N-3 |  | SHOP | SKID GAS | 390036
PIPE, SEAMLESS, PE, SCH 160, B36.10, A106 Gr. B | ASTM A106 Gr. B |  |  |  | 1/2"-1-1/2" | PIPE, SEAMLESS | B | 1" | 1"-FG-B-319-N |  | TYPE=PIPE |  | PL |  |  |  |  | mm | 33.401 | 1 | 102.3548 | 3450.802 | 3532.4687 |  | 10S | New |  | 4.24 | KG | [6 empty] | SHOP | SKID GAS | 390043
PIPE, SEAMLESS, BE, SCH 40, B36.10, A106 Gr. B | API 5L Gr. B |  |  |  | 2"-24" | PIPE, SEAMLESS | B | 2" | 1 1/2"-FG-B-309-N |  | TYPE=PIPE |  | PL |  |  |  |  | mm | 60.325 | 2 | 1450.4817 | 3450.802 | 2744.2521 |  | STD | New |  | 5.44 | KG | [6 empty] | SHOP | SKID GAS | 390055
RED CONC, BW, SCH 160, B16.9, A234 WPB | ASME B16.9 |  |  |  | REDUCER (CONC), 2"X1 1/2" ND, BW, ASME B16.9 | REDUCER (CONC) | B | 2"x1 1/2" | 1 1/2"-FG-B-309-N |  | TYPE=REDUCER-CONCENTRIC,SKEY=RCBW |  | BV | 0 |  |  |  | mm | 60.325 | 2 | 1450.4817 | 3450.802 | 2894.2521 |  |  | New |  | 0.84 | KG | [6 empty] | SHOP | SKID GAS | 390061
PIPE, SEAMLESS, PE, SCH 160, B36.10, A106 Gr. B | ASTM A106 Gr. B |  |  |  | 1/2"-1-1/2" | PIPE, SEAMLESS | B | 1 1/2" | 1 1/2"-FG-B-309-N |  | TYPE=PIPE |  | PL |  |  |  |  | mm | 48.26 | 1.5 | 1450.4817 | 3450.802 | 2970.2514 |  | 10S | New |  | 7.25 | KG | [6 empty] | SHOP | SKID GAS | 390071
PIPE, SEAMLESS, PE, SCH 160, B36.10, A106 Gr. B | ASTM A106 Gr. B |  |  |  | 1/2"-1-1/2" | PIPE, SEAMLESS | B | 1 1/2" | 1 1/2"-FG-B-309-N |  | TYPE=PIPE |  | PL |  |  |  |  | mm | 48.26 | 1.5 | 1482.2317 | 3450.802 | 3532.4687 |  | 10S | New |  | 7.25 | KG | [6 empty] | SHOP | SKID GAS | 390081
Nozzle, threaded, ASME B16.11 | ASME B16.11 |  |  |  | Nozzle, threaded, 2" ND, ASME B16.11 | Nozzle, threaded |  | 2"x1" |  |  |  |  | THDF | 11.0744 | RF |  |  | mm | 60.325 | 2 | 1450.4817 | 3785.6019 | 1050.9962 | 3000 | [9 empty] | N-4 |  | SHOP | SKID GAS | 390094
Nozzle, threaded, ASME B16.11 | ASME B16.11 |  |  |  | Nozzle, threaded, 1" ND, ASME B16.11 | Nozzle, threaded |  | 1" |  |  |  |  | THDF | 10.16 | RF |  |  | mm | 33.401 | 1 | 1450.4817 | 3116.002 | 1670.9962 | 3000 | [9 empty] | N-5 |  | SHOP | SKID GAS | 390128
PIPE, SEAMLESS, PE, SCH 160, B36.10, A106 Gr. B | ASTM A106 Gr. B |  |  |  | 1/2"-1-1/2" | PIPE, SEAMLESS | B | 1/2" | 1"-LIH-B-412-N |  | TYPE=PIPE |  | PL |  |  |  |  | mm | 21.336 | 0.5 | 634.0816 | 4051.7115 | 209.3269 |  | 10S | New |  | 1.95 | KG | [6 empty] | SHOP | SKID GAS | 390135
PIPE, SEAMLESS, PE, SCH 160, B36.10, A106 Gr. B | ASTM A106 Gr. B |  |  |  | 1/2"-1-1/2" | PIPE, SEAMLESS | B | 1" | 1/2"-LIH-B-405-HT |  | TYPE=PIPE |  | PL |  |  |  |  | mm | 33.401 | 1 | 49075.9931 | 4258.5412 | 164.5756 |  | 10S | New |  | 4.24 | KG | [6 empty] | SHOP | RACK PRINCIPAL | 390231
UNION, 3000#, SW, MSS-SP-83, A105 | MSS-SP-83 |  |  |  | UNION | UNION | B | 1" | 1/2"-LIH-B-405-HT |  | TYPE=UNION,SKEY=UNSW |  | SW | 15.875 |  |  |  | mm | 33.401 | 1 | 49075.9931 | 4310.7797 | 164.5756 | 3000 |  | New |  | 0.78 | KG | [6 empty] | SHOP | RACK PRINCIPAL | 390237
PIPE, SEAMLESS, PE, SCH 160, B36.10, A106 Gr. B | ASTM A106 Gr. B |  |  |  | 1/2"-1-1/2" | PIPE, SEAMLESS | B | 1" | 1/2"-LIH-B-405-HT |  | TYPE=PIPE |  | PL |  |  |  |  | mm | 33.401 | 1 | 49075.9931 | 4340.9803 | 164.5756 |  | 10S | New |  | 4.24 | KG | [6 empty] | SHOP | RACK PRINCIPAL | 390239
PIPE, SEAMLESS, PE, SCH 160, B36.10, A106 Gr. B | ASTM A106 Gr. B |  |  |  | 1/2"-1-1/2" | PIPE, SEAMLESS | B | 1" | 1"-DO-B-505-N |  | TYPE=PIPE |  | PL |  |  |  |  | mm | 33.401 | 1 | 49171.9992 | 4408.6357 | 164.5756 |  | 10S | New |  | 4.24 | KG | [6 empty] | SHOP | RACK PRINCIPAL | 390267
PIPE, SEAMLESS, PE, SCH 160, B36.10, A106 Gr. B | ASTM A106 Gr. B |  |  |  | 1/2"-1-1/2" | PIPE, SEAMLESS | B | 1/2" | 1"-LIH-B-412-N |  | TYPE=PIPE |  | PL |  |  |  |  | mm | 21.336 | 0.5 | 945.6662 | 4051.7008 | 209.3269 |  | 10S | New |  | 1.95 | KG | [6 empty] | SHOP | SKID GAS | 390312
COUPLING, RED, SW, #3000, B16.11, A105 | ASME B16.11 |  |  |  | COUPLING REDU | COUPLING, REDUCING | B | 1"x1/2" | 1"-LIH-B-412-N |  | TYPE=REDUCER-CONCENTRIC,SKEY=RCSW |  | SW | 12.7 |  |  |  | mm | 33.401 | 1 | 1039.7162 | 4051.6976 | 209.3269 | 3000 |  | New |  | 0.21 | KG | [6 empty] | SHOP | SKID GAS | 390321
PIPE, SEAMLESS, PE, SCH 160, B36.10, A106 Gr. B | ASTM A106 Gr. B |  |  |  | 1/2"-1-1/2" | PIPE, SEAMLESS | B | 1" | 1"-LIH-B-412-N |  | TYPE=PIPE |  | PL |  |  |  |  | mm | 33.401 | 1 | 1039.7162 | 4051.6976 | 209.3269 |  | 10S | New |  | 4.24 | KG | [6 empty] | SHOP | SKID GAS | 390327
HEX HEAD BUSHING, 3000#, B16.11, A105 | ASME B16.11 |  |  |  | HEX HEAD BUSHING, 2"X1" ND, MPTXFPT, ASME B16.11 | Hex Head Bushing | B | 2"x1" | 1"-LIH-B-412-N |  | TYPE=COUPLING,SKEY=COSC |  | THDM | 0 |  |  |  | mm | 60.325 | 2 | 1450.4817 | 3785.6019 | 1050.9962 |  |  | New |  | 0.6 | KG | [6 empty] | SHOP | SKID GAS | 390359
PIPE, SEAMLESS, PE, SCH 160, B36.10, A106 Gr. B | ASTM A106 Gr. B |  |  |  | 1/2"-1-1/2" | PIPE, SEAMLESS | B | 1" | 1"-LIH-B-412-N |  | TYPE=PIPE |  | PL |  |  |  |  | mm | 33.401 | 1 | 1450.4817 | 3799.1274 | 1050.9962 |  | 10S | New |  | 4.24 | KG | [6 empty] | SHOP | SKID GAS | 390365
UNION, 3000#, SW, MSS-SP-83, A105 | MSS-SP-83 |  |  |  | UNION | UNION | B | 1" | 1"-LIH-B-412-N |  | TYPE=UNION,SKEY=UNSW |  | SW | 15.875 |  |  |  | mm | 33.401 | 1 | 1450.4817 | 3899.1274 | 1050.9962 | 3000 |  | New |  | 0.78 | KG | [6 empty] | SHOP | SKID GAS | 390371
PIPE, SEAMLESS, PE, SCH 160, B36.10, A106 Gr. B | ASTM A106 Gr. B |  |  |  | 1/2"-1-1/2" | PIPE, SEAMLESS | B | 1" | 1"-LIH-B-412-N |  | TYPE=PIPE |  | PL |  |  |  |  | mm | 33.401 | 1 | 1450.4817 | 3929.328 | 1050.9962 |  | 10S | New |  | 4.24 | KG | [6 empty] | SHOP | SKID GAS | 390377
ELL 90, SW, 3000#, B16.11, A105 | ASME B16.11 |  |  |  | ELL 90 SW | ELL 90 | B | 1" | 1"-LIH-B-412-N |  | TYPE=ELBOW,SKEY=ELSW |  | SW | 12.7 |  |  |  | mm | 33.401 | 1 | 1450.4817 | 4051.68 | 1050.9962 | 3000 |  | New |  | 0.38 | KG | [6 empty] | SHOP | SKID GAS | 390383
PIPE, SEAMLESS, PE, SCH 160, B36.10, A106 Gr. B | ASTM A106 Gr. B |  |  |  | 1/2"-1-1/2" | PIPE, SEAMLESS | B | 1" | 1"-LIH-B-412-N |  | TYPE=PIPE |  | PL |  |  |  |  | mm | 33.401 | 1 | 487.9581 | 3941.9185 | 208.5431 |  | 10S | New |  | 4.24 | KG | [6 empty] | SHOP | SKID GAS | 390399
ELL 90, SW, 3000#, B16.11, A105 | ASME B16.11 |  |  |  | ELL 90 SW | ELL 90 | B | 1" | 1"-LIH-B-412-N |  | TYPE=ELBOW,SKEY=ELSW |  | SW | 12.7 |  |  |  | mm | 33.401 | 1 | 1450.4817 | 4051.6835 | 209.3269 | 3000 |  | New |  | 0.38 | KG | [6 empty] | SHOP | SKID GAS | 390513
PIPE, SEAMLESS, PE, SCH 160, B36.10, A106 Gr. B | ASTM A106 Gr. B |  |  |  | 1/2"-1-1/2" | PIPE, SEAMLESS | B | 1" | 1"-LIH-B-412-N |  | TYPE=PIPE |  | PL |  |  |  |  | mm | 33.401 | 1 | 1450.4817 | 4051.68 | 1028.6442 |  | 10S | New |  | 4.24 | KG | [6 empty] | SHOP | SKID GAS | 390523
PIPE, SEAMLESS, PE, SCH 160, B36.10, A106 Gr. B | ASTM A106 Gr. B |  |  |  | 1/2"-1-1/2" | PIPE, SEAMLESS | B | 1" | 1"-LIH-B-411-N |  | TYPE=PIPE |  | PL |  |  |  |  | mm | 33.401 | 1 | 326.6693 | 2513.9441 | 315.0267 |  | 10S | New |  | 4.24 | KG | [6 empty] | SHOP | SKID GAS | 390537
ELL 90, SW, 3000#, B16.11, A105 | ASME B16.11 |  |  |  | ELL 90 SW | ELL 90 | B | 1" | 1"-LIH-B-411-N |  | TYPE=ELBOW,SKEY=ELSW |  | SW | 12.7 |  |  |  | mm | 33.401 | 1 | 1450.4817 | 2513.9441 | 1670.9962 | 3000 |  | New |  | 0.38 | KG | [6 empty] | SHOP | SKID GAS | 390547
Nozzle, threaded, ASME B16.11 | ASME B16.11 |  |  |  | Nozzle, threaded, 2" ND, ASME B16.11 | Nozzle, threaded |  | 2"x1" |  |  |  |  | THDF | 11.0744 | RF |  |  | mm | 60.325 | 2 | 1450.4817 | 3116.0021 | 2060.9962 | 3000 | [9 empty] | N-6 |  | SHOP | SKID GAS | 390554
PIPE, SEAMLESS, PE, SCH 160, B36.10, A106 Gr. B | ASTM A106 Gr. B |  |  |  | 1/2"-1-1/2" | PIPE, SEAMLESS | B | 1" | 1"-PG-B-317-N |  | TYPE=PIPE |  | PL |  |  |  |  | mm | 33.401 | 1 | 606.262 | 2417.9441 | 214.5756 |  | 10S | New |  | 4.24 | KG | [6 empty] | SHOP | SKID GAS | 390561
PIPE, SEAMLESS, PE, SCH 160, B36.10, A106 Gr. B | ASTM A106 Gr. B |  |  |  | 1/2"-1-1/2" | PIPE, SEAMLESS | B | 1" | 1"-PG-B-316-N |  | TYPE=PIPE |  | PL |  |  |  |  | mm | 33.401 | 1 | 2083.5283 | 2417.9441 | 3101.6857 |  | 10S | New |  | 4.24 | KG | [6 empty] | SHOP | SKID GAS | 390581
HEX HEAD BUSHING, 3000#, B16.11, A105 | ASME B16.11 |  |  |  | HEX HEAD BUSHING, 2"X1" ND, MPTXFPT, ASME B16.11 | Hex Head Bushing | B | 2"x1" | 1"-PG-B-318-N |  | TYPE=COUPLING,SKEY=COSC |  | THDM | 0 |  |  |  | mm | 60.325 | 2 | 1450.4817 | 3116.0021 | 2060.9962 |  |  | New |  | 0.6 | KG | [6 empty] | SHOP | SKID GAS | 390593
PIPE, SEAMLESS, BE, SCH 80, B36.10, A106 Gr B | API 5L Gr. B |  |  |  | 3"-8" | PIPE, SEAMLESS | D | 4" | 4"-PG-D-314-N |  | TYPE=PIPE |  | PL |  |  |  |  | mm | 114.3 | 4 | 70568.0198 | 11040.183 | 438.198 |  | STD | New |  | 22.32 | KG | [6 empty] | SHOP | RACK PRINCIPAL | 390630
FLANGE WN, RF, #600, SCH 80, B16.5, A105 | ASME B16.5 |  |  |  | FLANGE WN | FLANGE WN | D | 4" | 4"-PG-D-314-N |  | TYPE=FLANGE,SKEY=FLWN |  | FL |  | RF |  |  | mm | 114.3 | 4 | 50125.95 | 4406.9066 | 3051.6857 | 600 |  | New |  | 18.87 | KG | [6 empty] | SHOP | RACK PRINCIPAL | 390697 |  | 44.45
PIPE, SEAMLESS, PE, SCH 160, B36.10, A106 Gr. B | ASTM A106 Gr. B |  |  |  | 1/2"-1-1/2" | PIPE, SEAMLESS | B | 1" | 1"-PG-B-318-N |  | TYPE=PIPE |  | PL |  |  |  |  | mm | 33.401 | 1 | 1450.4817 | 2592.2021 | 2060.9962 |  | 10S | New |  | 4.24 | KG | [6 empty] | SHOP | SKID GAS | 390704
UNION, 3000#, SW, MSS-SP-83, A105 | MSS-SP-83 |  |  |  | UNION | UNION | B | 1 1/2" | 1 1/2"-R-D-603-N |  | TYPE=UNION,SKEY=UNSW |  | SW | 19.05 |  |  |  | mm | 48.26 | 1.5 | 1227.2776 | 9076.7055 | 3213.7129 | 3000 |  | New |  | 1.6 | KG | [6 empty] | SHOP | SKID GAS | 390710
PIPE, SEAMLESS, PE, SCH 160, B36.10, A106 Gr. B | ASTM A106 Gr. B |  |  |  | 1/2"-1-1/2" | PIPE, SEAMLESS | D | 1 1/2" | 1 1/2"-R-D-603-N |  | TYPE=PIPE |  | PL |  |  |  |  | mm | 48.26 | 1.5 | 1227.2776 | 9076.7055 | 3175.3843 |  | 10S | New |  | 7.25 | KG | [6 empty] | SHOP | SKID GAS | 390712
PIPE, SEAMLESS, BE, SCH 40, B36.10, A106 Gr. B | API 5L Gr. B |  |  |  | 2"-24" | PIPE, SEAMLESS | B | 2" | 3"-R-B-602-N |  | TYPE=PIPE |  | PL |  |  |  |  | mm | 60.325 | 2 | 897.0366 | 9674.8267 | 4579.4785 |  | STD | New |  | 5.44 | KG | [6 empty] | SHOP | SKID GAS | 390722
PIPE, SEAMLESS, BE, SCH 40, B36.10, A106 Gr. B | API 5L Gr. B |  |  |  | 2"-24" | PIPE, SEAMLESS | B | 2" | 3"-R-B-601-N |  | TYPE=PIPE |  | PL |  |  |  |  | mm | 60.325 | 2 | 897.0366 | 10254.2267 | 4579.4785 |  | STD | New |  | 5.44 | KG | [6 empty] | SHOP | SKID GAS | 390728
UNION, 3000#, SW, MSS-SP-83, A105 | MSS-SP-83 |  |  |  | UNION | UNION | B | 2" | 3"-R-B-601-N |  | TYPE=UNION,SKEY=UNSW |  | SW | 22.225 |  |  |  | mm | 60.325 | 2 | 1047.0366 | 10254.2267 | 4579.4785 | 3000 |  | New |  | 3 | KG | [6 empty] | SHOP | SKID GAS | 390734
UNION, 3000#, SW, MSS-SP-83, A105 | MSS-SP-83 |  |  |  | UNION | UNION | B | 2" | 3"-R-B-602-N |  | TYPE=UNION,SKEY=UNSW |  | SW | 22.225 |  |  |  | mm | 60.325 | 2 | 1047.0366 | 9674.8267 | 4579.4785 | 3000 |  | New |  | 3 | KG | [6 empty] | SHOP | SKID GAS | 390740
PIPE, SEAMLESS, BE, SCH 40, B36.10, A106 Gr. B | API 5L Gr. B |  |  |  | 2"-24" | PIPE, SEAMLESS | B | 2" | 3"-R-B-602-N |  | TYPE=PIPE |  | PL |  |  |  |  | mm | 60.325 | 2 | 1088.6926 | 9674.8267 | 4579.4785 |  | STD | New |  | 5.44 | KG | [6 empty] | SHOP | SKID GAS | 390746
PIPE, SEAMLESS, BE, SCH 40, B36.10, A106 Gr. B | API 5L Gr. B |  |  |  | 2"-24" | PIPE, SEAMLESS | B | 2" | 3"-R-B-601-N |  | TYPE=PIPE |  | PL |  |  |  |  | mm | 60.325 | 2 | 1088.6926 | 10254.2267 | 4579.4785 |  | STD | New |  | 5.44 | KG | [6 empty] | SHOP | SKID GAS | 390752
UNION, SW, 3000#, MSS-SP-83, A105 | MSS-SP-83 |  |  |  | UNION | UNION | D | 1 1/2" | 1 1/2"-R-D-600-N |  | TYPE=UNION,SKEY=UNSW |  | SW | 19.05 |  |  |  | mm | 48.26 | 1.5 | 1359.3426 | 10254.2267 | 4267.3249 | 3000 |  | New |  | 1.6 | KG | [6 empty] | SHOP | SKID GAS | 390758
UNION, SW, 3000#, MSS-SP-83, A105 | MSS-SP-83 |  |  |  | UNION | UNION | D | 1 1/2" | 1 1/2"-R-D-600-N |  | TYPE=UNION,SKEY=UNSW |  | SW | 19.05 |  |  |  | mm | 48.26 | 1.5 | 1359.3426 | 9674.8267 | 4267.3249 | 3000 |  | New |  | 1.6 | KG | [6 empty] | SHOP | SKID GAS | 390764
PIPE, SEAMLESS, PE, SCH 160, B36.10, A106 Gr. B | ASTM A106 Gr. B |  |  |  | 1/2"-1-1/2" | PIPE, SEAMLESS | D | 1 1/2" | 1 1/2"-R-D-600-N |  | TYPE=PIPE |  | PL |  |  |  |  | mm | 48.26 | 1.5 | 1359.3426 | 10254.2267 | 4305.6535 |  | 10S | New |  | 7.25 | KG | [6 empty] | SHOP | SKID GAS | 390770
PIPE, SEAMLESS, PE, SCH 160, B36.10, A106 Gr. B | ASTM A106 Gr. B |  |  |  | 1/2"-1-1/2" | PIPE, SEAMLESS | D | 1 1/2" | 1 1/2"-R-D-600-N |  | TYPE=PIPE |  | PL |  |  |  |  | mm | 48.26 | 1.5 | 1359.3426 | 9674.8267 | 4305.6535 |  | 10S | New |  | 7.25 | KG | [6 empty] | SHOP | SKID GAS | 390776
ELL 90 LR, BW, SCH 40, B16.9, A234 WPB | ASME B16.9 |  |  |  | ELL 90 LR | ELL 90 LR | B | 3" | 3"-R-B-602-N |  | TYPE=ELBOW,SKEY=ELBW |  | BV | 0 |  |  |  | mm | 88.9 | 3 | 80.0028 | 9674.8267 | 4579.4785 |  |  | New |  | 2.03 | KG | [6 empty] | SHOP | SKID GAS | 390786
ELL 90 LR, BW, SCH 40, B16.9, A234 WPB | ASME B16.9 |  |  |  | ELL 90 LR | ELL 90 LR | B | 3" | 3"-R-B-601-N |  | TYPE=ELBOW,SKEY=ELBW |  | BV | 0 |  |  |  | mm | 88.9 | 3 | 80.0028 | 10254.2267 | 4579.4785 |  |  | New |  | 2.03 | KG | [6 empty] | SHOP | SKID GAS | 390796
PIPE, SEAMLESS, BE, SCH 40, B36.10, A106 Gr. B | API 5L Gr. B |  |  |  | 2"-24" | PIPE, SEAMLESS | B | 2" | 3"-R-B-605-N |  | TYPE=PIPE |  | PL |  |  |  |  | mm | 60.325 | 2 | 764.9716 | 9076.7055 | 3555.4934 |  | STD | New |  | 5.44 | KG | [6 empty] | SHOP | SKID GAS | 390803
UNION, 3000#, SW, MSS-SP-83, A105 | MSS-SP-83 |  |  |  | UNION | UNION | B | 2" | 3"-R-B-605-N |  | TYPE=UNION,SKEY=UNSW |  | SW | 22.225 |  |  |  | mm | 60.325 | 2 | 914.9716 | 9076.7055 | 3555.4934 | 3000 |  | New |  | 3 | KG | [6 empty] | SHOP | SKID GAS | 390809
PIPE, SEAMLESS, BE, SCH 40, B36.10, A106 Gr. B | API 5L Gr. B |  |  |  | 2"-24" | PIPE, SEAMLESS | B | 2" | 3"-R-B-605-N |  | TYPE=PIPE |  | PL |  |  |  |  | mm | 60.325 | 2 | 956.6276 | 9076.7055 | 3555.4934 |  | STD | New |  | 5.44 | KG | [6 empty] | SHOP | SKID GAS | 390815
PIPE, SEAMLESS, BE, SCH 40, B36.10, A106 Gr. B | API 5L Gr. B |  |  |  | 2"-24" | PIPE, SEAMLESS | B | 3" | 3"-R-B-605-N |  | TYPE=PIPE |  | PL |  |  |  |  | mm | 88.9 | 3 | 675.9725 | 9076.7055 | 3555.4934 |  | STD | New |  | 11.29 | KG | [6 empty] | SHOP | SKID GAS | 390825
Nozzle, threaded, ASME B16.11 | ASME B16.11 |  |  |  | Nozzle, threaded, 1" ND, ASME B16.11 | Nozzle, threaded |  | 1" |  |  |  |  | THDF | 10.16 | RF |  |  | mm | 33.401 | 1 | 1450.4817 | 3116.002 | 2250.9962 | 3000 | [9 empty] | N-7 |  | SHOP | SKID GAS | 390832
PIPE, SEAMLESS, PE, SCH 160, B36.10, A106 Gr. B | ASTM A106 Gr. B |  |  |  | 1/2"-1-1/2" | PIPE, SEAMLESS | B | 1" | 2"-R-B-613-N |  | TYPE=PIPE |  | PL |  |  |  |  | mm | 33.401 | 1 | 1450.4817 | 3116.002 | 2250.9962 |  | 10S | New |  | 4.24 | KG | [6 empty] | SHOP | SKID GAS | 390835
UNION, 3000#, SW, MSS-SP-83, A105 | MSS-SP-83 |  |  |  | UNION | UNION | B | 1" | 2"-R-B-613-N |  | TYPE=UNION,SKEY=UNSW |  | SW | 15.875 |  |  |  | mm | 33.401 | 1 | 1450.4817 | 3016.002 | 2250.9962 | 3000 |  | New |  | 0.78 | KG | [6 empty] | SHOP | SKID GAS | 390841
PIPE, SEAMLESS, PE, SCH 160, B36.10, A106 Gr. B | ASTM A106 Gr. B |  |  |  | 1/2"-1-1/2" | PIPE, SEAMLESS | B | 1" | 2"-R-B-613-N |  | TYPE=PIPE |  | PL |  |  |  |  | mm | 33.401 | 1 | 1450.4817 | 2985.8014 | 2250.9962 |  | 10S | New |  | 4.24 | KG | [6 empty] | SHOP | SKID GAS | 390847
ELL 90, SW, 3000#, B16.11, A105 | ASME B16.11 |  |  |  | ELL 90 SW | ELL 90 | B | 1" | 2"-R-B-613-N |  | TYPE=ELBOW,SKEY=ELSW |  | SW | 12.7 |  |  |  | mm | 33.401 | 1 | 1450.4817 | 2863.4494 | 2250.9962 | 3000 |  | New |  | 0.38 | KG | [6 empty] | SHOP | SKID GAS | 390853
PIPE, SEAMLESS, PE, SCH 160, B36.10, A106 Gr. B | ASTM A106 Gr. B |  |  |  | 1/2"-1-1/2" | PIPE, SEAMLESS | B | 1" | 2"-R-B-613-N |  | TYPE=PIPE |  | PL |  |  |  |  | mm | 33.401 | 1 | 1450.4817 | 2863.4494 | 2273.3482 |  | 10S | New |  | 4.24 | KG | [6 empty] | SHOP | SKID GAS | 390859
RED CONC, BW, SCH 160, B16.9, A234 WPB | ASME B16.9 |  |  |  | REDUCER (CONC), 2"X1" ND, BW, ASME B16.9 | REDUCER (CONC) | B | 2"x1" | 2"-R-B-613-N |  | TYPE=REDUCER-CONCENTRIC,SKEY=RCBW |  | BV | 0 |  |  |  | mm | 60.325 | 2 | 1450.4817 | 2863.4494 | 2449.3476 |  |  | New |  | 0.84 | KG | [6 empty] | SHOP | SKID GAS | 390869
PIPE, SEAMLESS, BE, SCH 40, B36.10, A106 Gr. B | API 5L Gr. B |  |  |  | 2"-24" | PIPE, SEAMLESS | B | 6" | 6"-R-B-617-N |  | TYPE=PIPE |  | PL |  |  |  |  | mm | 168.275 | 6 | 80.0028 | 2210.1581 | 3175.1411 |  | STD | New |  | 28.26 | KG | [6 empty] | SHOP | SKID GAS | 390879
PIPE, SEAMLESS, BE, SCH 40, B36.10, A106 Gr. B | API 5L Gr. B |  |  |  | 2"-24" | PIPE, SEAMLESS | B | 3" | 3"-R-B-616-N |  | TYPE=PIPE |  | PL |  |  |  |  | mm | 88.9 | 3 | 194.3028 | 2863.4494 | 3556.2681 |  | STD | New |  | 11.29 | KG | [6 empty] | SHOP | SKID GAS | 390893
ELL 90 LR, BW, SCH 80, B16.9, A234 WPB | ASME B16.9 |  |  |  | ELL 90 LR | ELL 90 LR | D | 4" | 4"-PG-D-314-N |  | TYPE=ELBOW,SKEY=ELBW |  | BV | 0 |  |  |  | mm | 114.3 | 4 | 50125.95 | 4146.5566 | 3051.6857 |  |  | New |  | 5.4 | KG | [6 empty] | SHOP | RACK PRINCIPAL | 390904
PIPE, SEAMLESS, BE, SCH 80, B36.10, A106 Gr B | API 5L Gr. B |  |  |  | 3"-8" | PIPE, SEAMLESS | D | 4" | 4"-PG-D-314-N |  | TYPE=PIPE |  | PL |  |  |  |  | mm | 114.3 | 4 | 50125.95 | 4146.5566 | 2899.2857 |  | STD | New |  | 22.32 | KG | [6 empty] | SHOP | RACK PRINCIPAL | 390910
ELL 90 LR, BW, SCH 80, B16.9, A234 WPB | ASME B16.9 |  |  |  | ELL 90 LR | ELL 90 LR | D | 4" | 4"-PG-D-314-N |  | TYPE=ELBOW,SKEY=ELBW |  | BV | 0 |  |  |  | mm | 114.3 | 4 | 50125.95 | 4146.5566 | 1055.104 |  |  | New |  | 5.4 | KG | [6 empty] | SHOP | RACK PRINCIPAL | 390920
BALL VALVE, TRUNNION, RTJ, #900, B16.10, A216 Gr WCB | ASME B16.10 |  |  |  | BALL VALVE, LONG PATTERN, 4" ND, 900 LB, RTJ, ASME B16.10, 18 3/25" LG | Ball Valve | E | 4" | 4"-MUL-E-004-N | Long Pattern | SKEY=VBFL,TYPE=VALVE |  | FL | 0 | RTJ |  |  | mm | 114.3 | 4 | 20631.6796 | 2534.6502 | 363.4945 | 900 |  | New |  | 86 | KG |  |  |  |  | ?-? |  | SHOP | RACK PRINCIPAL | 390926 |  | 52.3748
FLANGE WN, RTJ, #900, SCH 160, B16.5, A105 | ASME B16.5 |  |  |  | FLANGE WN, 4" ND, 900 LB, RTJ, ASME B16.5 | FLANGE WN | E | 4" | 4"-MUL-E-004-N | R37 | TYPE=FLANGE,SKEY=FLWN |  | FL |  | RTJ |  |  | mm | 114.3 | 4 | 20631.6796 | 2534.6502 | 359.4305 | 900 |  | New |  | 21.72 | KG | [6 empty] | SHOP | RACK PRINCIPAL | 390934 |  | 52.3748
BALL VALVE, TRUNNION, RTJ, #900, B16.10, A216 Gr WCB | ASME B16.10 |  |  |  | BALL VALVE, LONG PATTERN, 4" ND, 900 LB, RTJ, ASME B16.10, 18 3/25" LG | Ball Valve | E | 4" | 4"-MUL-E-003-N | Long Pattern | SKEY=VBFL,TYPE=VALVE |  | FL | 0 | RTJ |  |  | mm | 114.3 | 4 | 19973.4712 | 2277.6022 | 363.4945 | 900 |  | New |  | 86 | KG |  |  |  |  | ?-? |  | SHOP | RACK PRINCIPAL | 390940 |  | 52.3748
FLANGE WN, RTJ, #900, SCH 160, B16.5, A105 | ASME B16.5 |  |  |  | FLANGE WN, 4" ND, 900 LB, RTJ, ASME B16.5 | FLANGE WN | E | 4" | 4"-MUL-E-003-N | R37 | TYPE=FLANGE,SKEY=FLWN |  | FL |  | RTJ |  |  | mm | 114.3 | 4 | 19973.4712 | 2277.6022 | 359.4305 | 900 |  | New |  | 21.72 | KG | [6 empty] | SHOP | RACK PRINCIPAL | 390948 |  | 52.3748
PIPE, SEAMLESS, BE, SCH 160, B36.10, A106 Gr. B | ASTM A106 Gr. B |  |  |  | PIPE BE 160 | PIPE, SEAMLESS | E | 4" | 4"-MUL-K-002-N |  | TYPE=PIPE |  | PL |  |  |  |  | mm | 114.3 | 4 | 15196.4964 | 2277.6022 | 132.1274 |  | 10S | New |  | 33.54 | KG | [6 empty] | SHOP | RACK PRINCIPAL | 390958
PIPE, SEAMLESS, BE, SCH 160, B36.10, A106 Gr. B | ASTM A106 Gr. B |  |  |  | PIPE BE 160 | PIPE, SEAMLESS | E | 4" | 4"-MUL-K-002-N |  | TYPE=PIPE |  | PL |  |  |  |  | mm | 114.3 | 4 | 18980.7817 | 2534.6502 | 129.5577 |  | 10S | New |  | 33.54 | KG | [6 empty] | SHOP | RACK PRINCIPAL | 390968
PIPE, SEAMLESS, BE, SCH 160, B36.10, A106 Gr. B | ASTM A106 Gr. B |  |  |  | PIPE BE 160 | PIPE, SEAMLESS | E | 4" | 4"-MUL-K-002-N |  | TYPE=PIPE |  | PL |  |  |  |  | mm | 114.3 | 4 | 18268.6179 | 2277.6022 | 132.5577 |  | 10S | New |  | 33.54 | KG | [6 empty] | SHOP | RACK PRINCIPAL | 390978
PIPE, SEAMLESS, BE, SCH 40, B36.10, A106 Gr. B | API 5L Gr. B |  |  |  | 2"-24" | PIPE, SEAMLESS | B | 2" | 2"-R-B-613-N |  | TYPE=PIPE |  | PL |  |  |  |  | mm | 60.325 | 2 | 1450.4817 | 2863.4494 | 2449.3476 |  | STD | New |  | 5.44 | KG | [6 empty] | SHOP | SKID GAS | 391004
SOCKOLET, #6000, B16.11, A105 | ASME B16.11 |  |  |  | SOCKOLET | SOCKOLET | E | 4"x1 1/2" | 4"-MUL-K-002-N |  | TYPE=OLET,SKEY=THSW |  | BV | 0 |  |  |  | mm | 114.3 | 4 | 19337.2406 | 2534.6502 | 130.2493 | 3000 |  | New |  | 0.47 | KG | [6 empty] | SHOP | RACK PRINCIPAL | 391101
THREADOLET, 6000#, MSS SP-97 | MSS SP-97 |  |  |  | THREADOLET, 4"X1/2" ND, 3000 LB, BWXFPT, 1/2" LG, MSS SP-97 | Threadolet | E | 4"x1/2" | 4"-MUL-K-002-N |  | TYPE=OLET,SKEY=THSC |  | BV | 0 |  |  |  | mm | 114.3 | 4 | 19526.7495 | 2534.6502 | 130.617 | 3000 |  | New |  | 0.11 | KG | [6 empty] | SHOP | RACK PRINCIPAL | 391119
THREADOLET, 6000#, MSS SP-97 | MSS SP-97 |  |  |  | THREADOLET, 4"X1/2" ND, 3000 LB, BWXFPT, 1/2" LG, MSS SP-97 | Threadolet | E | 4"x1/2" | 4"-MUL-K-002-N |  | TYPE=OLET,SKEY=THSC |  | BV | 0 |  |  |  | mm | 114.3 | 4 | 19672.4778 | 2534.6502 | 130.8997 | 3000 |  | New |  | 0.11 | KG | [6 empty] | SHOP | RACK PRINCIPAL | 391125
THREADOLET, 6000#, MSS SP-97 | MSS SP-97 |  |  |  | THREADOLET, 4"X1/2" ND, 3000 LB, BWXFPT, 1/2" LG, MSS SP-97 | Threadolet | E | 4"x1/2" | 4"-MUL-K-002-N |  | TYPE=OLET,SKEY=THSC |  | BV | 0 |  |  |  | mm | 114.3 | 4 | 18965.5579 | 2277.6022 | 132.5577 | 3000 |  | New |  | 0.11 | KG | [6 empty] | SHOP | RACK PRINCIPAL | 391131
THREADOLET, 6000#, MSS SP-97 | MSS SP-97 |  |  |  | THREADOLET, 4"X1/2" ND, 3000 LB, BWXFPT, 1/2" LG, MSS SP-97 | Threadolet | E | 4"x1/2" | 4"-MUL-K-002-N |  | TYPE=OLET,SKEY=THSC |  | BV | 0 |  |  |  | mm | 114.3 | 4 | 18820.3368 | 2277.6022 | 132.5577 | 3000 |  | New |  | 0.11 | KG | [6 empty] | SHOP | RACK PRINCIPAL | 391137
SOCKOLET, #6000, B16.11, A105 | ASME B16.11 |  |  |  | SOCKOLET | SOCKOLET | E | 4"x1 1/2" | 4"-MUL-K-002-N |  | TYPE=OLET,SKEY=THSW |  | BV | 0 |  |  |  | mm | 114.3 | 4 | 18618.6179 | 2277.6022 | 132.5577 | 3000 |  | New |  | 0.47 | KG | [6 empty] | SHOP | RACK PRINCIPAL | 391149
PIPE, SEAMLESS, PE, SCH 160, B36.10, A106 Gr. B | ASTM A106 Gr. B |  |  |  | PIPE BE 160 | PIPE, SEAMLESS | E | 1 1/2" | 1 1/2"-R-D-603-N |  | TYPE=PIPE |  | PL |  |  |  |  | mm | 48.26 | 1.5 | 18618.6179 | 2277.6022 | 211.9327 |  | 10S | New |  | 7.25 | KG | [6 empty] | SHOP | RACK PRINCIPAL | 391155
SOCKOLET, #6000, B16.11, A105 | ASME B16.11 |  |  |  | SOCKOLET | SOCKOLET | E | 4"x1/2" | 4"-MUL-K-002-N |  | TYPE=OLET,SKEY=THSW |  | BV | 0 |  |  |  | mm | 114.3 | 4 | 16992.0128 | 2277.6022 | 132.4867 | 3000 |  | New |  | 0.15 | KG | [6 empty] | SHOP | RACK PRINCIPAL | 391189
THREADOLET, 6000#, MSS SP-97 | MSS SP-97 |  |  |  | THREADOLET, 4"X3/4" ND, 3000 LB, BWXFPT, 1/2" LG, MSS SP-97 | Threadolet | E | 4"x3/4" | 4"-MUL-K-002-N |  | TYPE=OLET,SKEY=THSC |  | BV | 0 |  |  |  | mm | 114.3 | 4 | 16801.3344 | 2277.6022 | 132.4486 | 3000 |  | New |  | 0.16 | KG | [6 empty] | SHOP | RACK PRINCIPAL | 391314
FLANGE BLIND, RTJ, #900, B16.5, A105 | ASME B16.5 |  |  |  | FLANGE BLIND, 4" ND, 900 LB, RTJ, ASME B16.5 | FLANGE BLIND | E | 4" | 4"-MUL-E-004-N | R37 | TYPE=FLANGE-BLIND,SKEY=FLBL |  | FL |  | RTJ |  |  | mm | 114.3 | 4 | 20631.6796 | 2534.6502 | 827.8065 | 900 |  | New |  | 24.5 | KG | [6 empty] | SHOP | RACK PRINCIPAL | 391334 |  | 52.3748
FLANGE BLIND, RTJ, #900, B16.5, A105 | ASME B16.5 |  |  |  | FLANGE BLIND, 4" ND, 900 LB, RTJ, ASME B16.5 | FLANGE BLIND | E | 4" | 4"-MUL-E-003-N | R37 | TYPE=FLANGE-BLIND,SKEY=FLBL |  | FL |  | RTJ |  |  | mm | 114.3 | 4 | 19973.4712 | 2277.6022 | 827.8065 | 900 |  | New |  | 24.5 | KG | [6 empty] | SHOP | RACK PRINCIPAL | 391362 |  | 52.3748
PIPE, SEAMLESS, BE, SCH 80, B36.10, A106 Gr B | API 5L Gr. B |  |  |  | 3"-8" | PIPE, SEAMLESS | D | 4" | 4"-MUL-D-014-N |  | TYPE=PIPE |  | PL |  |  |  |  | mm | 114.3 | 4 | 49550.7757 | 1581.6022 | 181.15 |  | STD | New |  | 22.32 | KG | [6 empty] | SHOP | RACK PRINCIPAL | 391406
PIPE, SEAMLESS, BE, SCH 80, B36.10, A106 Gr B | API 5L Gr. B |  |  |  | 3"-8" | PIPE, SEAMLESS | D | 4" | 4"-PG-D-332-N |  | TYPE=PIPE |  | PL |  |  |  |  | mm | 114.3 | 4 | 81490.0492 | 13603.3283 | 438.198 |  | STD | New |  | 22.32 | KG | [6 empty] | SHOP | RACK PRINCIPAL | 391416
THREADOLET, 3000#, MSS SP-97 | MSS SP-97 |  |  |  | THREADOLET, 4"X1/2" ND, 3000 LB, BWXFPT, 1/2" LG, MSS SP-97 | Threadolet | D | 4"x1/2" | 4"-PG-D-332-N |  | TYPE=OLET,SKEY=THSC |  | BV | 0 |  |  |  | mm | 114.3 | 4 | 83261.236 | 13603.3283 | 438.198 | 3000 |  | New |  | 0.11 | KG | [6 empty] | SHOP | RACK PRINCIPAL | 391422
PIPE, SEAMLESS, BE, SCH 80, B36.10, A106 Gr B | API 5L Gr. B |  |  |  | 3"-8" | PIPE, SEAMLESS | D | 4" | 4"-PG-D-314-N |  | TYPE=PIPE |  | PL |  |  |  |  | mm | 114.3 | 4 | 59781.9683 | 10887.783 | 181.15 |  | STD | New |  | 22.32 | KG | [6 empty] | SHOP | RACK PRINCIPAL | 391432
PIPE, SCH 80, PE, B36.1, A-106 GR.B | ASTM A106 |  |  |  | PIPE, SEAMLESS, 80, 1/2" ND, PE, ASTM A106 | PIPE, SEAMLESS | A1A2 | 1/2" | 1/2"-IA-A1-902-N |  | TYPE=PIPE |  | PL |  |  |  |  | mm | 21.336 | 0.5 | 86219.779 | 11060.783 | 84.668 |  | 80 | New |  |  | KG | [6 empty] | SHOP | RACK PRINCIPAL | 391442
PIPE, SCH 80, PE, B36.1, A-106 GR.B | ASTM A106 |  |  |  | PIPE, SEAMLESS, 80, 1/2" ND, PE, ASTM A106 | PIPE, SEAMLESS | A1A2 | 1/2" | 1/2"-IA-A1-902-N |  | TYPE=PIPE |  | PL |  |  |  |  | mm | 21.336 | 0.5 | 77538.2064 | 11060.783 | 84.668 |  | 80 | New |  |  | KG | [6 empty] | SHOP | RACK PRINCIPAL | 391452
THREADOLET, 3000#, MSS SP-97 | MSS SP-97 |  |  |  | THREADOLET, 4"X1/2" ND, 3000 LB, BWXFPT, 1/2" LG, MSS SP-97 | Threadolet | B | 4"x1/2" | 1/2"-PRW-A2-204-N |  | TYPE=OLET,SKEY=THSC |  | BV | 0 |  |  |  | mm | 114.3 | 4 | 82725.9593 | 38463.2218 | 1955.3861 | 3000 |  | New |  | 0.11 | KG | [6 empty] | SHOP | RACK PRINCIPAL | 391465
PIPE, SEAMLESS, PE, SCH 160, B36.10, A106 Gr. B | ASTM A106 Gr. B |  |  |  | 1/2"-1-1/2" | PIPE, SEAMLESS | B | 1/2" | 1/2"-PRW-A2-204-N |  | TYPE=PIPE |  | PL |  |  |  |  | mm | 21.336 | 0.5 | 82795.8093 | 38463.2218 | 1955.3861 |  | 10S | New |  | 1.95 | KG | [6 empty] | SHOP | RACK PRINCIPAL | 391471
ELL 90, 3000#, NPT, B16.11, A-105 | ASME B16.11 |  |  |  | ELL 90, 1/2" ND, 3000 LB, FPT, ASME B16.11 | ELL 90 | A1A2 | 1/2" | 1/2"-PRW-A2-204-N |  | TYPE=ELBOW,SKEY=ELSC |  | THDF | 13.556 |  |  |  | mm | 21.336 | 0.5 | 82890.5273 | 38463.2218 | 1955.3861 | 3000 |  | New |  | 0.19 | KG | [6 empty] | SHOP | RACK PRINCIPAL | 391477
FLANGE WN, RF, #600, SCH 80, B16.5, A105 | ASME B16.5 |  |  |  | FLANGE WN | FLANGE WN | D | 4" | 4"-PG-D-302-N |  | TYPE=FLANGE,SKEY=FLWN |  | FL |  | RF |  |  | mm | 114.3 | 4 | 859.296 | 910.167 | 488.198 | 600 |  | New |  | 18.87 | KG | [6 empty] | SHOP | SKID MEDICION | 391511 |  | 44.45
PIPE, SEAMLESS, BE, SCH 80, B36.10, A106 Gr B | API 5L Gr. B |  |  |  | 3"-8" | PIPE, SEAMLESS | D | 4" | 4"-PG-D-334-N |  | TYPE=PIPE |  | PL |  |  |  |  | mm | 114.3 | 4 | 2133.6906 | 1005.519 | 488.198 |  | STD | New |  | 22.32 | KG | [6 empty] | SHOP | SKID MEDICION | 391517
PIPE, SEAMLESS, BE, SCH 80, B36.10, A106 Gr B | API 5L Gr. B |  |  |  | 3"-8" | PIPE, SEAMLESS | D | 4" | 4"-PG-D-328-N |  | TYPE=PIPE |  | PL |  |  |  |  | mm | 114.3 | 4 | 5425.4838 | 805.519 | 488.198 |  | STD | New |  | 22.32 | KG | [6 empty] | SHOP | SKID MEDICION | 391533
PIPE, SEAMLESS, BE, SCH 80, B36.10, A106 Gr B | API 5L Gr. B |  |  |  | 3"-8" | PIPE, SEAMLESS | D | 4" | 4"-PG-D-328-N |  | TYPE=PIPE |  | PL |  |  |  |  | mm | 114.3 | 4 | 5425.4838 | 1262.567 | 488.198 |  | STD | New |  | 22.32 | KG | [6 empty] | SHOP | SKID MEDICION | 391543
PIPE, SEAMLESS, BE, SCH 80, B36.10, A106 Gr B | API 5L Gr. B |  |  |  | 3"-8" | PIPE, SEAMLESS | D | 4" | 4"-PG-D-302-N |  | TYPE=PIPE |  | PL |  |  |  |  | mm | 114.3 | 4 | 1071.894 | 1510.319 | 488.198 |  | STD | New |  | 22.32 | KG | [6 empty] | SHOP | SKID MEDICION | 391557
FLANGE BLIND, #150, RF, B16.5, A-105 | ASME B16.5 |  | A105 | A105 | FLANGE BLIND, 4", #150, RF, ASME B16.5 | FLANGE BLIND | A1A2 | 4" | 1"-DO-B-510-N |  | TYPE=FLANGE-BLIND,SKEY=FLBL |  | FL |  | RF |  |  | mm | 114.3 | 4 | 82768.2392 | 38491.032 | 1424 | 150 |  | New |  | 16.98 | LB | [6 empty] | SHOP | RACK PRINCIPAL | 391608 |  | 23.876
THREADOLET, 3000#, MSS SP-97 | MSS SP-97 |  |  |  | THREADOLET, 4"X1" ND, 3000 LB, BWXFPT, 5/8" LG, MSS SP-97 | Threadolet | B | 4"x1" | 1"-DO-B-510-N |  | TYPE=OLET,SKEY=THSC |  | BV | 0 |  |  |  | mm | 114.3 | 4 | 82734.9652 | 38491.032 | 1424 | 3000 |  | New |  | 0.28 | KG | [6 empty] | SHOP | RACK PRINCIPAL | 391653
ELL 90, SW, 3000#, B16.11, A105 | ASME B16.11 |  |  |  | ELL 90 SW | ELL 90 | B | 1" | 1"-DO-B-510-N |  | TYPE=ELBOW,SKEY=ELSW |  | SW | 12.7 |  |  |  | mm | 33.401 | 1 | 83722.672 | 38491.032 | 1424 | 3000 |  | New |  | 0.38 | KG | [6 empty] | SHOP | RACK PRINCIPAL | 391665
PIPE, SEAMLESS, PE, SCH 160, B36.10, A106 Gr. B | ASTM A106 Gr. B |  |  |  | 1/2"-1-1/2" | PIPE, SEAMLESS | B | 1" | 1"-DO-B-510-N |  | TYPE=PIPE |  | PL |  |  |  |  | mm | 33.401 | 1 | 83722.672 | 38491.032 | 1401.648 |  | 10S | New |  | 4.24 | KG | [6 empty] | SHOP | RACK PRINCIPAL | 391681
PIPE, SEAMLESS, PE, SCH 160, B36.10, A106 Gr. B | ASTM A106 Gr. B |  |  |  | 1/2"-1-1/2" | PIPE, SEAMLESS | B | 1" | 1"-DO-B-510-N |  | TYPE=PIPE |  | PL |  |  |  |  | mm | 33.401 | 1 | 82807.9902 | 38491.032 | 1424 |  | 10S | New |  | 4.24 | KG | [6 empty] | SHOP | RACK PRINCIPAL | 391687
BALL VALVE, FLOATING, NPT, 800#, FB, FS, A216 Gr. WCB | ASME B16.10 |  |  |  | BALL VALVE, LONG PATTERN, 1" ND, 1500 LB, FPT, ASME B16.10, 2 83/100" LG | Ball Valve | B | 1" | 1"-DO-B-510-N | Long Pattern | SKEY=VBSC,TYPE=VALVE |  | THDF | 12.7 |  |  |  | mm | 33.401 | 1 | 82907.9902 | 38491.032 | 1424 | 1500 |  | New |  |  | KG |  |  |  |  | ?-? |  | SHOP | RACK PRINCIPAL | 391693
PIPE, SEAMLESS, PE, SCH 160, B36.10, A106 Gr. B | ASTM A106 Gr. B |  |  |  | 1/2"-1-1/2" | PIPE, SEAMLESS | B | 1" | 1"-DO-B-510-N |  | TYPE=PIPE |  | PL |  |  |  |  | mm | 33.401 | 1 | 82979.8722 | 38491.032 | 1424 |  | 10S | New |  | 4.24 | KG | [6 empty] | SHOP | RACK PRINCIPAL | 391704
FLOATING BALL VALVE, 1000#, NPT, B16.10, A-105 | ASME B16.10 |  |  |  | BALL VALVE, LONG PATTERN, 1/2" ND, 1500 LB, HandLever, H=3, W=6.3 | Ball Valve | A1A2 | 1/2" | 1/2"-PRW-A2-204-N | Long Pattern | SKEY=VBSC,TYPE=VALVE |  | THDF | 9.652 |  |  |  | mm | 21.336 | 0.5 | 82890.5273 | 38557.9399 | 1955.3861 | 1500 |  | New |  | 5.29 | LB |  |  |  |  | ?-? |  | SHOP | RACK PRINCIPAL | 391728
ELL 90, 3000#, NPT, B16.11, A-105 | ASME B16.11 |  |  |  | ELL 90, 1/2" ND, 3000 LB, FPT, ASME B16.11 | ELL 90 | A1A2 | 1/2" | 1/2"-PRW-A2-204-N |  | TYPE=ELBOW,SKEY=ELSC |  | THDF | 13.556 |  |  |  | mm | 21.336 | 0.5 | 82890.5273 | 38812.1218 | 1955.3861 | 3000 |  | New |  | 0.19 | KG | [6 empty] | SHOP | RACK PRINCIPAL | 391746
UNION, 3000#, NPT, MSS-SP-83, A105 | MSS-SP-83 |  |  |  | UNION, 1/2" ND, 3000 LB, FPT, MSS-SP-83 | UNION | A1A2 | 1/2" | 1/2"-PRW-A2-204-N |  | TYPE=UNION,SKEY=UNSC |  | THDF | 12.7 |  |  |  | mm | 21.336 | 0.5 | 82890.5273 | 38693.5938 | 1955.3861 | 3000 |  | New |  | 0.237 | KG | [6 empty] | SHOP | RACK PRINCIPAL | 391770
PIPE, SCH 80, PE, B36.1, A-106 GR.B | ASTM A106 |  |  |  | PIPE, SEAMLESS, 80, 1/2" ND, PE, ASTM A106 | PIPE, SEAMLESS | A1A2 | 1/2" | 1/2"-PRW-A2-204-N |  | TYPE=PIPE |  | PL |  |  |  |  | mm | 21.336 | 0.5 | 82890.5273 | 38482.9399 | 1955.3861 |  | 80 | New |  |  | KG | [6 empty] | SHOP | RACK PRINCIPAL | 391782
PIPE, SCH 80, PE, B36.1, A-106 GR.B | ASTM A106 |  |  |  | PIPE, SEAMLESS, 80, 1/2" ND, PE, ASTM A106 | PIPE, SEAMLESS | A1A2 | 1/2" | 1/2"-PRW-A2-204-N |  | TYPE=PIPE |  | PL |  |  |  |  | mm | 21.336 | 0.5 | 82890.5273 | 38613.3119 | 1955.3861 |  | 80 | New |  |  | KG | [6 empty] | SHOP | RACK PRINCIPAL | 391792
PIPE, SCH 80, PE, B36.1, A-106 GR.B | ASTM A106 |  |  |  | PIPE, SEAMLESS, 80, 1/2" ND, PE, ASTM A106 | PIPE, SEAMLESS | A1A2 | 1/2" | 1/2"-PRW-A2-204-N |  | TYPE=PIPE |  | PL |  |  |  |  | mm | 21.336 | 0.5 | 82890.5273 | 38717.4038 | 1955.3861 |  | 80 | New |  |  | KG | [6 empty] | SHOP | RACK PRINCIPAL | 391827
PIPE, SCH 80, PE, B36.1, A-106 GR.B | ASTM A106 |  |  |  | PIPE, SEAMLESS, 80, 1/2" ND, PE, ASTM A106 | PIPE, SEAMLESS | A1A2 | 1/2" | 1/2"-PRW-A2-204-N |  | TYPE=PIPE |  | PL |  |  |  |  | mm | 21.336 | 0.5 | 83632.672 | 38812.1218 | 1935.6681 |  | 80 | New |  |  | KG | [6 empty] | SHOP | RACK PRINCIPAL | 391873
FLANGE BLIND, #150, RF, B16.5, A-105 | ASME B16.5 |  | A105 | A105 | FLANGE BLIND, 4", #150, RF, ASME B16.5 | FLANGE BLIND | A1A2 | 4" | 1"-DO-B-511-N |  | TYPE=FLANGE-BLIND,SKEY=FLBL |  | FL |  | RF |  |  | mm | 114.3 | 4 | 82768.2392 | 43053.5311 | 1424 | 150 |  | New |  | 16.98 | LB | [6 empty] | SHOP | RACK PRINCIPAL | 391893 |  | 23.876
THREADOLET, 3000#, MSS SP-97 | MSS SP-97 |  |  |  | THREADOLET, 4"X1" ND, 3000 LB, BWXFPT, 5/8" LG, MSS SP-97 | Threadolet | B | 4"x1" | 1"-DO-B-511-N |  | TYPE=OLET,SKEY=THSC |  | BV | 0 |  |  |  | mm | 114.3 | 4 | 82734.9652 | 43053.5311 | 1424 | 3000 |  | New |  | 0.28 | KG | [6 empty] | SHOP | RACK PRINCIPAL | 391908
ELL 90, SW, 3000#, B16.11, A105 | ASME B16.11 |  |  |  | ELL 90 SW | ELL 90 | B | 1" | 1"-DO-B-511-N |  | TYPE=ELBOW,SKEY=ELSW |  | SW | 12.7 |  |  |  | mm | 33.401 | 1 | 83722.672 | 43053.5311 | 1424 | 3000 |  | New |  | 0.38 | KG | [6 empty] | SHOP | RACK PRINCIPAL | 391914
PIPE, SEAMLESS, PE, SCH 160, B36.10, A106 Gr. B | ASTM A106 Gr. B |  |  |  | 1/2"-1-1/2" | PIPE, SEAMLESS | B | 1" | 1"-DO-B-511-N |  | TYPE=PIPE |  | PL |  |  |  |  | mm | 33.401 | 1 | 82807.9902 | 43053.5311 | 1424 |  | 10S | New |  | 4.24 | KG | [6 empty] | SHOP | RACK PRINCIPAL | 391922
BALL VALVE, FLOATING, NPT, 800#, FB, FS, A216 Gr. WCB | ASME B16.10 |  |  |  | BALL VALVE, LONG PATTERN, 1" ND, 1500 LB, FPT, ASME B16.10, 2 83/100" LG | Ball Valve | B | 1" | 1"-DO-B-511-N | Long Pattern | SKEY=VBSC,TYPE=VALVE |  | THDF | 12.7 |  |  |  | mm | 33.401 | 1 | 82907.9902 | 43053.5311 | 1424 | 1500 |  | New |  |  | KG |  |  |  |  | ?-? |  | SHOP | RACK PRINCIPAL | 391924
PIPE, SEAMLESS, PE, SCH 160, B36.10, A106 Gr. B | ASTM A106 Gr. B |  |  |  | 1/2"-1-1/2" | PIPE, SEAMLESS | B | 1" | 1"-DO-B-511-N |  | TYPE=PIPE |  | PL |  |  |  |  | mm | 33.401 | 1 | 82979.8722 | 43053.5311 | 1424 |  | 10S | New |  | 4.24 | KG | [6 empty] | SHOP | RACK PRINCIPAL | 391934
PIPE, SEAMLESS, PE, SCH 160, B36.10, A106 Gr. B | ASTM A106 Gr. B |  |  |  | 1/2"-1-1/2" | PIPE, SEAMLESS | B | 1" | 1"-DO-B-511-N |  | TYPE=PIPE |  | PL |  |  |  |  | mm | 33.401 | 1 | 83722.672 | 43053.5311 | 1401.648 |  | 10S | New |  | 4.24 | KG | [6 empty] | SHOP | RACK PRINCIPAL | 391959
PIPE, SEAMLESS, PE, SCH 160, B36.10, A106 Gr. B | ASTM A106 Gr. B |  |  |  | 1/2"-1-1/2" | PIPE, SEAMLESS | B | 1" | 1"-DO-B-509-N |  | TYPE=PIPE |  | PL |  |  |  |  | mm | 33.401 | 1 | 83722.672 | 43075.8831 | 140.7005 |  | 10S | New |  | 4.24 | KG | [6 empty] | SHOP | RACK PRINCIPAL | 391965
THREADOLET, 3000#, MSS SP-97 | MSS SP-97 |  |  |  | THREADOLET, 4"X1/2" ND, 3000 LB, BWXFPT, 1/2" LG, MSS SP-97 | Threadolet | B | 4"x1/2" | 1/2"-PRW-A2-206-N |  | TYPE=OLET,SKEY=THSC |  | BV | 0 |  |  |  | mm | 114.3 | 4 | 82725.9593 | 43053.5311 | 1924 | 3000 |  | New |  | 0.11 | KG | [6 empty] | SHOP | RACK PRINCIPAL | 391981
PIPE, SEAMLESS, PE, SCH 160, B36.10, A106 Gr. B | ASTM A106 Gr. B |  |  |  | 1/2"-1-1/2" | PIPE, SEAMLESS | B | 1/2" | 1/2"-PRW-A2-206-N |  | TYPE=PIPE |  | PL |  |  |  |  | mm | 21.336 | 0.5 | 82795.8093 | 43053.5311 | 1924 |  | 10S | New |  | 1.95 | KG | [6 empty] | SHOP | RACK PRINCIPAL | 391987
ELL 90, 3000#, NPT, B16.11, A-105 | ASME B16.11 |  |  |  | ELL 90, 1/2" ND, 3000 LB, FPT, ASME B16.11 | ELL 90 | A1A2 | 1/2" | 1/2"-PRW-A2-206-N |  | TYPE=ELBOW,SKEY=ELSC |  | THDF | 13.556 |  |  |  | mm | 21.336 | 0.5 | 82890.5273 | 43053.5311 | 1924 | 3000 |  | New |  | 0.19 | KG | [6 empty] | SHOP | RACK PRINCIPAL | 391989
FLOATING BALL VALVE, 1000#, NPT, B16.10, A-105 | ASME B16.10 |  |  |  | BALL VALVE, LONG PATTERN, 1/2" ND, 1500 LB, HandLever, H=3, W=6.3 | Ball Valve | A1A2 | 1/2" | 1/2"-PRW-A2-206-N | Long Pattern | SKEY=VBSC,TYPE=VALVE |  | THDF | 9.652 |  |  |  | mm | 21.336 | 0.5 | 82890.5273 | 43148.2491 | 1924 | 1500 |  | New |  | 5.29 | LB |  |  |  |  | ?-? |  | SHOP | RACK PRINCIPAL | 391995
ELL 90, 3000#, NPT, B16.11, A-105 | ASME B16.11 |  |  |  | ELL 90, 1/2" ND, 3000 LB, FPT, ASME B16.11 | ELL 90 | A1A2 | 1/2" | 1/2"-PRW-A2-206-N |  | TYPE=ELBOW,SKEY=ELSC |  | THDF | 13.556 |  |  |  | mm | 21.336 | 0.5 | 82890.5273 | 43402.4311 | 1924 | 3000 |  | New |  | 0.19 | KG | [6 empty] | SHOP | RACK PRINCIPAL | 391997
UNION, 3000#, NPT, MSS-SP-83, A105 | MSS-SP-83 |  |  |  | UNION, 1/2" ND, 3000 LB, FPT, MSS-SP-83 | UNION | A1A2 | 1/2" | 1/2"-PRW-A2-206-N |  | TYPE=UNION,SKEY=UNSC |  | THDF | 12.7 |  |  |  | mm | 21.336 | 0.5 | 82890.5273 | 43283.9031 | 1924 | 3000 |  | New |  | 0.237 | KG | [6 empty] | SHOP | RACK PRINCIPAL | 392018
PIPE, SCH 80, PE, B36.1, A-106 GR.B | ASTM A106 |  |  |  | PIPE, SEAMLESS, 80, 1/2" ND, PE, ASTM A106 | PIPE, SEAMLESS | A1A2 | 1/2" | 1/2"-PRW-A2-206-N |  | TYPE=PIPE |  | PL |  |  |  |  | mm | 21.336 | 0.5 | 82890.5273 | 43073.2491 | 1924 |  | 80 | New |  |  | KG | [6 empty] | SHOP | RACK PRINCIPAL | 392020
PIPE, SCH 80, PE, B36.1, A-106 GR.B | ASTM A106 |  |  |  | PIPE, SEAMLESS, 80, 1/2" ND, PE, ASTM A106 | PIPE, SEAMLESS | A1A2 | 1/2" | 1/2"-PRW-A2-206-N |  | TYPE=PIPE |  | PL |  |  |  |  | mm | 21.336 | 0.5 | 82890.5273 | 43203.6211 | 1924 |  | 80 | New |  |  | KG | [6 empty] | SHOP | RACK PRINCIPAL | 392030
PIPE, SCH 80, PE, B36.1, A-106 GR.B | ASTM A106 |  |  |  | PIPE, SEAMLESS, 80, 1/2" ND, PE, ASTM A106 | PIPE, SEAMLESS | A1A2 | 1/2" | 1/2"-PRW-A2-206-N |  | TYPE=PIPE |  | PL |  |  |  |  | mm | 21.336 | 0.5 | 82890.5273 | 43307.713 | 1924 |  | 80 | New |  |  | KG | [6 empty] | SHOP | RACK PRINCIPAL | 392040
PIPE, SCH 80, PE, B36.1, A-106 GR.B | ASTM A106 |  |  |  | PIPE, SEAMLESS, 80, 1/2" ND, PE, ASTM A106 | PIPE, SEAMLESS | A1A2 | 1/2" | 1/2"-PRW-A2-205-N |  | TYPE=PIPE |  | PL |  |  |  |  | mm | 21.336 | 0.5 | 83632.672 | 38831.8398 | 134.668 |  | 80 | New |  |  | KG | [6 empty] | SHOP | RACK PRINCIPAL | 392095
PIPE, SCH 80, PE, B36.1, A-106 GR.B | ASTM A106 |  |  |  | PIPE, SEAMLESS, 80, 1/2" ND, PE, ASTM A106 | PIPE, SEAMLESS | A1A2 | 1/2" | 1/2"-PRW-A2-206-N |  | TYPE=PIPE |  | PL |  |  |  |  | mm | 21.336 | 0.5 | 83632.672 | 43402.4311 | 1530.3796 |  | 80 | New |  |  | KG | [6 empty] | SHOP | RACK PRINCIPAL | 392112
PIPE, SCH 80, PE, B36.1, A-106 GR.B | ASTM A106 |  |  |  | PIPE, SEAMLESS, 80, 1/2" ND, PE, ASTM A106 | PIPE, SEAMLESS | A1A2 | 1/2" | 1/2"-PRW-A2-206-N |  | TYPE=PIPE |  | PL |  |  |  |  | mm | 21.336 | 0.5 | 82910.2454 | 43402.4311 | 1924 |  | 80 | New |  |  | KG | [6 empty] | SHOP | RACK PRINCIPAL | 392122
ELL 90, 3000#, NPT, B16.11, A-105 | ASME B16.11 |  |  |  | ELL 90, 1/2" ND, 3000 LB, FPT, ASME B16.11 | ELL 90 | A1A2 | 1/2" | 1/2"-PRW-A2-206-N |  | TYPE=ELBOW,SKEY=ELSC |  | THDF | 13.556 |  |  |  | mm | 21.336 | 0.5 | 83632.672 | 43402.4311 | 1924 | 3000 |  | New |  | 0.19 | KG | [6 empty] | SHOP | RACK PRINCIPAL | 392128
ELL 90, 3000#, NPT, B16.11, A-105 | ASME B16.11 |  |  |  | ELL 90, 1/2" ND, 3000 LB, FPT, ASME B16.11 | ELL 90 | A1A2 | 1/2" | 1/2"-PRW-A2-204-N |  | TYPE=ELBOW,SKEY=ELSC |  | THDF | 13.556 |  |  |  | mm | 21.336 | 0.5 | 83632.672 | 38812.1218 | 1955.3861 | 3000 |  | New |  | 0.19 | KG | [6 empty] | SHOP | RACK PRINCIPAL | 392138
PIPE, SCH 80, PE, B36.1, A-106 GR.B | ASTM A106 |  |  |  | PIPE, SEAMLESS, 80, 1/2" ND, PE, ASTM A106 | PIPE, SEAMLESS | A1A2 | 1/2" | 1/2"-PRW-A2-204-N |  | TYPE=PIPE |  | PL |  |  |  |  | mm | 21.336 | 0.5 | 83612.954 | 38812.1218 | 1955.3861 |  | 80 | New |  |  | KG | [6 empty] | SHOP | RACK PRINCIPAL | 392144
FLANGE BLIND, #150, RF, B16.5, A-105 | ASME B16.5 |  | A105 | A105 | FLANGE BLIND, 4", #150, RF, ASME B16.5 | FLANGE BLIND | A1A2 | 4" | 1/2"-PRW-A2-204-N |  | TYPE=FLANGE-BLIND,SKEY=FLBL |  | FL |  | RF |  |  | mm | 114.3 | 4 | 82768.2392 | 47616.0301 | 1424 | 150 |  | New |  | 16.98 | LB | [6 empty] | SHOP | RACK PRINCIPAL | 392164 |  | 23.876
FLANGE BLIND, #150, RF, B16.5, A-105 | ASME B16.5 |  | A105 | A105 | FLANGE BLIND, 4", #150, RF, ASME B16.5 | FLANGE BLIND | A1A2 | 4" | 1/2"-PRW-A2-204-N |  | TYPE=FLANGE-BLIND,SKEY=FLBL |  | FL |  | RF |  |  | mm | 114.3 | 4 | 82768.2392 | 52178.5292 | 1424 | 150 |  | New |  | 16.98 | LB | [6 empty] | SHOP | RACK PRINCIPAL | 392186 |  | 23.876
THREADOLET, 3000#, MSS SP-97 | MSS SP-97 |  |  |  | THREADOLET, 4"X1 1/2" ND, 3000 LB, BWXFPT, 11/16" LG, MSS SP-97 | Threadolet | B | 4"x1 1/2" | 1 1/2"-LIH-B-436-N |  | TYPE=OLET,SKEY=THSC |  | BV | 0 |  |  |  | mm | 114.3 | 4 | 82725.9593 | 47616.0301 | 1924 | 3000 |  | New |  | 0.45 | KG | [6 empty] | SHOP | RACK PRINCIPAL | 392230
THREADOLET, 3000#, MSS SP-97 | MSS SP-97 |  |  |  | THREADOLET, 4"X1 1/2" ND, 3000 LB, BWXFPT, 11/16" LG, MSS SP-97 | Threadolet | B | 4"x1 1/2" | 1 1/2"-LIH-B-437-N |  | TYPE=OLET,SKEY=THSC |  | BV | 0 |  |  |  | mm | 114.3 | 4 | 82725.9593 | 52178.5292 | 1924 | 3000 |  | New |  | 0.45 | KG | [6 empty] | SHOP | RACK PRINCIPAL | 392236
PIPE, SEAMLESS, PE, SCH 160, B36.10, A106 Gr. B | ASTM A106 Gr. B |  |  |  | 1/2"-1-1/2" | PIPE, SEAMLESS | B | 1 1/2" | 1 1/2"-LIH-B-436-N |  | TYPE=PIPE |  | PL |  |  |  |  | mm | 48.26 | 1.5 | 82800.5718 | 47616.0301 | 1924 |  | 10S | New |  | 7.25 | KG | [6 empty] | SHOP | RACK PRINCIPAL | 392288
ELL 90, SW, 3000#, B16.11, A105 | ASME B16.11 |  |  |  | ELL 90 SW | ELL 90 | B | 1 1/2" | 1 1/2"-LIH-B-436-N |  | TYPE=ELBOW,SKEY=ELSW |  | SW | 12.7 |  |  |  | mm | 48.26 | 1.5 | 83534.672 | 47616.0301 | 1924 | 3000 |  | New |  | 0.96 | KG | [6 empty] | SHOP | RACK PRINCIPAL | 392294
PIPE, SEAMLESS, PE, SCH 160, B36.10, A106 Gr. B | ASTM A106 Gr. B |  |  |  | 1/2"-1-1/2" | PIPE, SEAMLESS | B | 1 1/2" | 1 1/2"-LIH-B-436-N |  | TYPE=PIPE |  | PL |  |  |  |  | mm | 48.26 | 1.5 | 83534.672 | 47616.0301 | 1892.25 |  | 10S | New |  | 7.25 | KG | [6 empty] | SHOP | RACK PRINCIPAL | 392301
PIPE, SEAMLESS, PE, SCH 160, B36.10, A106 Gr. B | ASTM A106 Gr. B |  |  |  | 1/2"-1-1/2" | PIPE, SEAMLESS | B | 1 1/2" | 1 1/2"-LIH-B-421-N |  | TYPE=PIPE |  | PL |  |  |  |  | mm | 48.26 | 1.5 | 83534.672 | 36175.6685 | 148.13 |  | 10S | New |  | 7.25 | KG | [6 empty] | SHOP | RACK PRINCIPAL | 392307
TEE, SW, 3000#, B16.11, A105 | ASME B16.11 |  |  |  | TEE RED SW | Tee | B | 1 1/2" | 1 1/2"-LIH-B-421-N |  | TYPE=TEE,SKEY=TESW |  | SW | 12.7 |  |  |  | mm | 48.26 | 1.5 | 83534.672 | 47616.0301 | 148.13 | 3000 |  | New |  |  | KG | [6 empty] | SHOP | RACK PRINCIPAL | 392317
PIPE, SEAMLESS, PE, SCH 160, B36.10, A106 Gr. B | ASTM A106 Gr. B |  |  |  | 1/2"-1-1/2" | PIPE, SEAMLESS | B | 1 1/2" | 1 1/2"-LIH-B-421-N |  | TYPE=PIPE |  | PL |  |  |  |  | mm | 48.26 | 1.5 | 83534.672 | 47647.7801 | 148.13 |  | 10S | New |  | 7.25 | KG | [6 empty] | SHOP | RACK PRINCIPAL | 392319
PIPE, SEAMLESS, PE, SCH 160, B36.10, A106 Gr. B | ASTM A106 Gr. B |  |  |  | 1/2"-1-1/2" | PIPE, SEAMLESS | B | 1 1/2" | 1 1/2"-LIH-B-437-N |  | TYPE=PIPE |  | PL |  |  |  |  | mm | 48.26 | 1.5 | 82800.5718 | 52178.5292 | 1924 |  | 10S | New |  | 7.25 | KG | [6 empty] | SHOP | RACK PRINCIPAL | 392333
ELL 90, SW, 3000#, B16.11, A105 | ASME B16.11 |  |  |  | ELL 90 SW | ELL 90 | B | 1 1/2" | 1 1/2"-LIH-B-437-N |  | TYPE=ELBOW,SKEY=ELSW |  | SW | 12.7 |  |  |  | mm | 48.26 | 1.5 | 83534.672 | 52178.5292 | 1924 | 3000 |  | New |  | 0.96 | KG | [6 empty] | SHOP | RACK PRINCIPAL | 392339
PIPE, SEAMLESS, PE, SCH 160, B36.10, A106 Gr. B | ASTM A106 Gr. B |  |  |  | 1/2"-1-1/2" | PIPE, SEAMLESS | B | 1 1/2" | 1 1/2"-LIH-B-437-N |  | TYPE=PIPE |  | PL |  |  |  |  | mm | 48.26 | 1.5 | 83534.672 | 52178.5292 | 1892.25 |  | 10S | New |  | 7.25 | KG | [6 empty] | SHOP | RACK PRINCIPAL | 392345
TEE, SW, 3000#, B16.11, A105 | ASME B16.11 |  |  |  | TEE RED SW | Tee | B | 1 1/2" | 1 1/2"-LIH-B-421-N |  | TYPE=TEE,SKEY=TESW |  | SW | 12.7 |  |  |  | mm | 48.26 | 1.5 | 83534.672 | 52178.5292 | 148.13 | 3000 |  | New |  |  | KG | [6 empty] | SHOP | RACK PRINCIPAL | 392351
PIPE, SEAMLESS, PE, SCH 160, B36.10, A106 Gr. B | ASTM A106 Gr. B |  |  |  | 1/2"-1-1/2" | PIPE, SEAMLESS | B | 1 1/2" | 1 1/2"-LIH-B-421-N |  | TYPE=PIPE |  | PL |  |  |  |  | mm | 48.26 | 1.5 | 83534.672 | 52210.2792 | 148.13 |  | 10S | New |  | 7.25 | KG | [6 empty] | SHOP | RACK PRINCIPAL | 392353
Nozzle, flanged, RF, 400, ASME B16.5 | ASME B16.5 |  |  |  | Nozzle, flanged, 4" ND, RF, 400, ASME B16.5 | Nozzle, flanged |  | 4" |  |  |  |  | FL |  | RF |  |  | mm | 114.3 | 4 | 71677.1771 | 13287.2609 | 438.198 | 400 |  | New | [7 empty] | N-2 |  | SHOP | RACK PRINCIPAL | 392405 |  | 41.402
PIPE, SCH 80, PE, B36.1, A-106 GR.B | ASTM A106 |  |  |  | PIPE, SEAMLESS, 80, 1" ND, PE, ASTM A106 | PIPE, SEAMLESS | A1A2 | 1" | 1"-IA-A1-906-N |  | TYPE=PIPE |  | PL |  |  |  |  | mm | 33.401 | 1 | 7125.2822 | 1979.6022 | 90.7005 |  | 80 | New |  |  | KG | [6 empty] | SHOP | RACK PRINCIPAL | 392496
PIPE, SEAMLESS, BE, SCH 80, B36.10, A106 Gr B | API 5L Gr. B |  |  |  | 3"-8" | PIPE, SEAMLESS | D | 4" | 4"-PG-D-334-N |  | TYPE=PIPE |  | PL |  |  |  |  | mm | 114.3 | 4 | 4563.6872 | 1310.319 | 488.198 |  | STD | New |  | 22.32 | KG | [6 empty] | SHOP | SKID MEDICION | 392617
PIPE, SCH 80, PE, B36.1, A-106 GR.B | ASTM A106 |  |  |  | PIPE, SEAMLESS, 80, 1" ND, PE, ASTM A106 | PIPE, SEAMLESS | A1A2 | 1" | 1"-IA-A1-906-N |  | TYPE=PIPE |  | PL |  |  |  |  | mm | 33.401 | 1 | 13152.2697 | 1979.6022 | 90.7005 |  | 80 | New |  |  | KG | [6 empty] | SHOP | RACK PRINCIPAL | 392713
PIPE, SCH 80, PE, B36.1, A-106 GR.B | ASTM A106 |  |  |  | PIPE, SEAMLESS, 80, 1" ND, PE, ASTM A106 | PIPE, SEAMLESS | A1A2 | 1" | 1"-IA-A1-906-N |  | TYPE=PIPE |  | PL |  |  |  |  | mm | 33.401 | 1 | 19179.2572 | 1979.6022 | 90.7005 |  | 80 | New |  |  | KG | [6 empty] | SHOP | RACK PRINCIPAL | 392729
PIPE, SCH 80, PE, B36.1, A-106 GR.B | ASTM A106 |  |  |  | PIPE, SEAMLESS, 80, 1" ND, PE, ASTM A106 | PIPE, SEAMLESS | A1A2 | 1" | 1"-IA-A1-906-N |  | TYPE=PIPE |  | PL |  |  |  |  | mm | 33.401 | 1 | 25206.2447 | 1979.6022 | 90.7005 |  | 80 | New |  |  | KG | [6 empty] | SHOP | RACK PRINCIPAL | 392745
PIPE, SCH 80, PE, B36.1, A-106 GR.B | ASTM A106 |  |  |  | PIPE, SEAMLESS, 80, 1" ND, PE, ASTM A106 | PIPE, SEAMLESS | A1A2 | 1" | 1"-IA-A1-906-N |  | TYPE=PIPE |  | PL |  |  |  |  | mm | 33.401 | 1 | 31233.2322 | 1979.6022 | 90.7005 |  | 80 | New |  |  | KG | [6 empty] | SHOP | RACK PRINCIPAL | 392761
PIPE, SCH 80, PE, B36.1, A-106 GR.B | ASTM A106 |  |  |  | PIPE, SEAMLESS, 80, 1" ND, PE, ASTM A106 | PIPE, SEAMLESS | A1A2 | 1" | 1"-IA-A1-906-N |  | TYPE=PIPE |  | PL |  |  |  |  | mm | 33.401 | 1 | 37260.2197 | 1979.6022 | 90.7005 |  | 80 | New |  |  | KG | [6 empty] | SHOP | RACK PRINCIPAL | 392777
PIPE, SCH 80, PE, B36.1, A-106 GR.B | ASTM A106 |  |  |  | PIPE, SEAMLESS, 80, 1" ND, PE, ASTM A106 | PIPE, SEAMLESS | A1A2 | 1" | 1"-IA-A1-906-N |  | TYPE=PIPE |  | PL |  |  |  |  | mm | 33.401 | 1 | 43287.2072 | 1979.6022 | 90.7005 |  | 80 | New |  |  | KG | [6 empty] | SHOP | RACK PRINCIPAL | 392793
PIPE, SCH 80, PE, B36.1, A-106 GR.B | ASTM A106 |  |  |  | PIPE, SEAMLESS, 80, 1" ND, PE, ASTM A106 | PIPE, SEAMLESS | A1A2 | 1" | 1"-IA-A1-906-N |  | TYPE=PIPE |  | PL |  |  |  |  | mm | 33.401 | 1 | 49314.1947 | 1979.6022 | 90.7005 |  | 80 | New |  |  | KG | [6 empty] | SHOP | RACK PRINCIPAL | 392810
PIPE, SCH 80, PE, B36.1, A-106 GR.B | ASTM A106 |  |  |  | PIPE, SEAMLESS, 80, 1" ND, PE, ASTM A106 | PIPE, SEAMLESS | A1A2 | 1" | 1"-IA-A1-906-N |  | TYPE=PIPE |  | PL |  |  |  |  | mm | 33.401 | 1 | 1598.1753 | 2006.7091 | 90.7005 |  | 80 | New |  |  | KG | [6 empty] | SHOP | RACK PRINCIPAL | 392816
UNION, 3000#, NPT, MSS-SP-83, A105 | MSS-SP-83 |  |  |  | UNION, 1" ND, 3000 LB, FPT, MSS-SP-83 | UNION | A1A2 | 1" | 1"-IA-A1-906-N |  | TYPE=UNION,SKEY=UNSC |  | THDF | 17.4625 |  |  |  | mm | 33.401 | 1 | 1598.1753 | 8006.7091 | 90.7005 | 3000 |  | New |  | 0.457 | KG | [6 empty] | SHOP | RACK PRINCIPAL | 392822
PIPE, SCH 80, PE, B36.1, A-106 GR.B | ASTM A106 |  |  |  | PIPE, SEAMLESS, 80, 1" ND, PE, ASTM A106 | PIPE, SEAMLESS | A1A2 | 1" | 1"-IA-A1-906-N |  | TYPE=PIPE |  | PL |  |  |  |  | mm | 33.401 | 1 | 1598.1753 | 8033.6966 | 90.7005 |  | 80 | New |  |  | KG | [6 empty] | SHOP | RACK PRINCIPAL | 392848
UNION, 3000#, NPT, MSS-SP-83, A105 | MSS-SP-83 |  |  |  | UNION, 1" ND, 3000 LB, FPT, MSS-SP-83 | UNION | A1A2 | 1" | 1"-IA-A1-906-N |  | TYPE=UNION,SKEY=UNSC |  | THDF | 17.4625 |  |  |  | mm | 33.401 | 1 | 1598.1753 | 14033.6966 | 90.7005 | 3000 |  | New |  | 0.457 | KG | [6 empty] | SHOP | RACK PRINCIPAL | 392854
PIPE, SCH 80, PE, B36.1, A-106 GR.B | ASTM A106 |  |  |  | PIPE, SEAMLESS, 80, 1" ND, PE, ASTM A106 | PIPE, SEAMLESS | A1A2 | 1" | 1"-IA-A1-906-N |  | TYPE=PIPE |  | PL |  |  |  |  | mm | 33.401 | 1 | 1598.1753 | 14060.6841 | 90.7005 |  | 80 | New |  |  | KG | [6 empty] | SHOP | RACK PRINCIPAL | 392864
PIPE, SCH 80, PE, B36.1, A-106 GR.B | ASTM A106 |  |  |  | PIPE, SEAMLESS, 80, 1/2" ND, PE, ASTM A106 | PIPE, SEAMLESS | A1A2 | 1/2" | 1/2"-IA-A1-902-N |  | TYPE=PIPE |  | PL |  |  |  |  | mm | 21.336 | 0.5 | 86445.862 | 59650.1809 | 104.386 |  | 80 | New |  |  | KG | [6 empty] | SHOP | RACK PRINCIPAL | 392874
PIPE, SEAMLESS, PE, SCH 160, B36.10, A106 Gr. B | ASTM A106 Gr. B |  |  |  | 1/2"-1-1/2" | PIPE, SEAMLESS | B | 3/4" | 3/4"-FG-B-322-N |  | TYPE=PIPE |  | PL |  |  |  |  | mm | 26.67 | 0.75 | 86365.8556 | 59649.5219 | 106.385 |  | 10S | New |  | 2.9 | KG | [6 empty] | SHOP | RACK PRINCIPAL | 392884
PIPE, SEAMLESS, PE, SCH 160, B36.10, A106 Gr. B | ASTM A106 Gr. B |  |  |  | 1/2"-1-1/2" | PIPE, SEAMLESS | B | 3/4" | 3/4"-FG-B-303-N |  | TYPE=PIPE |  | PL |  |  |  |  | mm | 26.67 | 0.75 | 25908.8306 | 2083.6022 | 418.285 |  | 10S | New |  | 2.9 | KG | [6 empty] | SHOP | RACK PRINCIPAL | 392894
PIPE, SEAMLESS, BE, SCH 160, B36.10, A106 Gr. B | ASTM A106 Gr. B |  |  |  | PIPE BE 160 | PIPE, SEAMLESS | K | 4" | 4"-MUL-K-001-N |  | TYPE=PIPE |  | PL |  |  |  |  | mm | 114.3 | 4 | 12772.7579 | 4931.4214 | -1204.75 |  | 10S | New |  | 33.54 | KG | [6 empty] | SHOP | RACK PRINCIPAL | 392917
PIPE, SEAMLESS, PE, SCH 160, B36.10, A106 Gr. B | ASTM A106 Gr. B |  |  |  | PIPE BE 160 | PIPE, SEAMLESS | E | 1 1/2" | 1 1/2"-R-E-608-N |  | TYPE=PIPE |  | PL |  |  |  |  | mm | 48.26 | 1.5 | 19337.0866 | 2534.6502 | 209.6241 |  | 10S | New |  | 7.25 | KG | [6 empty] | SHOP | RACK PRINCIPAL | 392943
PIPE, SEAMLESS, PE, SCH 160, B36.10, A106 Gr. B | ASTM A106 Gr. B |  |  |  | PIPE BE 160 | PIPE, SEAMLESS | E | 1/2" | 1/2"-MUL-E-010-N |  | TYPE=PIPE |  | PL |  |  |  |  | mm | 21.336 | 0.5 | 16992.0285 | 2277.6022 | 329.131 |  | 10S | New |  | 1.95 | KG | [6 empty] | SHOP | RACK PRINCIPAL | 392963
PIPE, SEAMLESS, BE, SCH 160, B36.10, A106 Gr. B | ASTM A106 Gr. B |  |  |  | PIPE BE 160 | PIPE, SEAMLESS | E | 3" | 3"-MUL-E-006-N |  | TYPE=PIPE |  | PL |  |  |  |  | mm | 88.9 | 3 | 24582.7671 | 2277.6022 | 645.5131 |  | 10S | New |  | 21.35 | KG | [6 empty] | SHOP | RACK PRINCIPAL | 392993
PIPE, SEAMLESS, BE, SCH 160, B36.10, A106 Gr. B | ASTM A106 Gr. B |  |  |  | PIPE BE 160 | PIPE, SEAMLESS | E | 3" | 3"-MUL-E-005-N |  | TYPE=PIPE |  | PL |  |  |  |  | mm | 88.9 | 3 | 21782.7672 | 2534.6502 | 645.5131 |  | 10S | New |  | 21.35 | KG | [6 empty] | SHOP | RACK PRINCIPAL | 393014

## structureMembers
Long Description (Size) | Port Unit | Status | PnPID | DWG Number
Member HEA-120 x 1943.32 |  | New | 324413 | SUPPORT LAYOUT
Member HEA-120 x 450 |  | New | 324415 | SUPPORT LAYOUT
Member HEA-120 x 958 |  | New | 324416 | SUPPORT LAYOUT
Member HEA-120 x 2598.07 |  | New | 324418 | SUPPORT LAYOUT
Member HEA-120 x 450 |  | New | 324420 | SUPPORT LAYOUT
350x350x50 |  | New | 324421 | SUPPORT LAYOUT
350x350x50 |  | New | 324422 | SUPPORT LAYOUT
Member HEA-120 x 300 |  | New | 324423 | SUPPORT LAYOUT
350x350x50 |  | New | 324424 | SUPPORT LAYOUT
Member HEA-120 x 450 |  | New | 324425 | SUPPORT LAYOUT
350x350x50 |  | New | 324426 | SUPPORT LAYOUT
Member HEA-120 x 942.734 |  | New | 324432 | SUPPORT LAYOUT
Member HEA-120 x 958 |  | New | 324433 | SUPPORT LAYOUT
350x350x50 |  | New | 324434 | SUPPORT LAYOUT
Member HEA-120 x 2560.57 |  | New | 324436 | SUPPORT LAYOUT
Member HEA-120 x 958 |  | New | 324437 | SUPPORT LAYOUT
Member HEA-120 x 300 |  | New | 324438 | SUPPORT LAYOUT
350x350x50 |  | New | 324440 | SUPPORT LAYOUT
Member HEA-120 x 655.717 |  | New | 324441 | SUPPORT LAYOUT
350x350x50 |  | New | 324442 | SUPPORT LAYOUT
350x350x50 |  | New | 324443 | SUPPORT LAYOUT
350x350x50 |  | New | 324444 | SUPPORT LAYOUT
Member HEA-120 x 300 |  | New | 324445 | SUPPORT LAYOUT
Member HEA-120 x 2687 |  | New | 324447 | SUPPORT LAYOUT
Member HEA-120 x 300 |  | New | 324449 | SUPPORT LAYOUT
250x250x10 |  | New | 324450 | SUPPORT LAYOUT
350x350x50 |  | New | 324457 | SUPPORT LAYOUT
350x350x50 |  | New | 324458 | SUPPORT LAYOUT
250x250x10 |  | New | 324459 | SUPPORT LAYOUT
250x250x10 |  | New | 324460 | SUPPORT LAYOUT
Member HEA-120 x 2648.07 |  | New | 324464 | SUPPORT LAYOUT
250x250x10 |  | New | 324467 | SUPPORT LAYOUT
350x350x50 |  | New | 324468 | SUPPORT LAYOUT
Member HEA-120 x 2749.5 |  | New | 324473 | SUPPORT LAYOUT
Member HEA-120 x 300 |  | New | 324478 | SUPPORT LAYOUT
250x250x10 |  | New | 324479 | SUPPORT LAYOUT
350x350x50 |  | New | 324480 | SUPPORT LAYOUT
Member HEA-120 x 2573.72 |  | New | 324483 | SUPPORT LAYOUT
250x250x10 |  | New | 324484 | SUPPORT LAYOUT
Member HEA-120 x 2523.07 |  | New | 324486 | SUPPORT LAYOUT
Member HEA-120 x 300 |  | New | 324487 | SUPPORT LAYOUT
250x250x10 |  | New | 324489 | SUPPORT LAYOUT
350x350x50 |  | New | 324499 | SUPPORT LAYOUT
350x350x50 |  | New | 324601 | SUPPORT LAYOUT
Member HEA-120 x 2762 |  | New | 324602 | SUPPORT LAYOUT
250x250x10 |  | New | 324603 | SUPPORT LAYOUT
Member HEA-120 x 2457.85 |  | New | 324604 | SUPPORT LAYOUT
Member HEA-120 x 1200 |  | New | 324605 | SUPPORT LAYOUT
350x350x50 |  | New | 324606 | SUPPORT LAYOUT
Member HEA-120 x 300 |  | New | 324607 | SUPPORT LAYOUT
250x250x10 |  | New | 324609 | SUPPORT LAYOUT
250x250x10 |  | New | 324610 | SUPPORT LAYOUT
350x350x50 |  | New | 324611 | SUPPORT LAYOUT
Member L3x3x1/4 x 206.662 |  | New | 324612 | SUPPORT LAYOUT
250x250x10 |  | New | 324614 | SUPPORT LAYOUT
250x250x10 |  | New | 324615 | SUPPORT LAYOUT
350x350x50 |  | New | 324617 | SUPPORT LAYOUT
Member HEA-120 x 1436 |  | New | 324618 | SUPPORT LAYOUT
250x250x10 |  | New | 324620 | SUPPORT LAYOUT
250x250x10 |  | New | 324625 | SUPPORT LAYOUT
350x350x50 |  | New | 324627 | SUPPORT LAYOUT
250x250x10 |  | New | 324628 | SUPPORT LAYOUT
Member HEA-120 x 300 |  | New | 324636 | SUPPORT LAYOUT
350x350x50 |  | New | 324637 | SUPPORT LAYOUT
Member HEA-120 x 942.734 |  | New | 324638 | SUPPORT LAYOUT
250x250x10 |  | New | 324639 | SUPPORT LAYOUT
Member HEA-120 x 2585.57 |  | New | 324640 | SUPPORT LAYOUT
350x350x50 |  | New | 324642 | SUPPORT LAYOUT
Member HEA-120 x 2581.22 |  | New | 324643 | SUPPORT LAYOUT
350x350x50 |  | New | 324646 | SUPPORT LAYOUT
Member HEA-120 x 591.363 |  | New | 324647 | SUPPORT LAYOUT
250x250x10 |  | New | 324652 | SUPPORT LAYOUT
Member HEA-120 x 450 |  | New | 324654 | SUPPORT LAYOUT
250x250x10 |  | New | 324655 | SUPPORT LAYOUT
Member HEA-120 x 300 |  | New | 324658 | SUPPORT LAYOUT
Member HEA-120 x 300 |  | New | 324660 | SUPPORT LAYOUT
250x250x10 |  | New | 324661 | SUPPORT LAYOUT
350x350x50 |  | New | 324662 | SUPPORT LAYOUT
250x250x10 |  | New | 324669 | SUPPORT LAYOUT
250x250x10 |  | New | 324671 | SUPPORT LAYOUT
Member HEA-120 x 2699.5 |  | New | 324672 | SUPPORT LAYOUT
Member HEA-120 x 2596.22 |  | New | 324678 | SUPPORT LAYOUT
Member HEA-120 x 298.575 |  | New | 324679 | SUPPORT LAYOUT
250x250x10 |  | New | 324680 | SUPPORT LAYOUT
250x250x10 |  | New | 324684 | SUPPORT LAYOUT
250x250x10 |  | New | 324685 | SUPPORT LAYOUT
250x250x10 |  | New | 324686 | SUPPORT LAYOUT
350x350x50 |  | New | 324687 | SUPPORT LAYOUT
350x350x50 |  | New | 324688 | SUPPORT LAYOUT
350x350x50 |  | New | 324691 | SUPPORT LAYOUT
250x250x10 |  | New | 324692 | SUPPORT LAYOUT
Member HEA-120 x 450 |  | New | 324693 | SUPPORT LAYOUT
Member HEA-120 x 2498.07 |  | New | 324694 | SUPPORT LAYOUT
Member HEA-120 x 2513.72 |  | New | 324697 | SUPPORT LAYOUT
Member HEA-120 x 450 |  | New | 324698 | SUPPORT LAYOUT
Member HEA-120 x 450 |  | New | 324699 | SUPPORT LAYOUT
350x350x50 |  | New | 324701 | SUPPORT LAYOUT
Member HEA-120 x 2543.72 |  | New | 324703 | SUPPORT LAYOUT
250x250x10 |  | New | 324704 | SUPPORT LAYOUT
Member HEA-120 x 434.884 |  | New | 324706 | SUPPORT LAYOUT
Member HEA-120 x 2566.22 |  | New | 324711 | SUPPORT LAYOUT
250x250x10 |  | New | 324713 | SUPPORT LAYOUT
Member HEA-120 x 300 |  | New | 324714 | SUPPORT LAYOUT
250x250x10 |  | New | 324716 | SUPPORT LAYOUT
Member HEA-120 x 2548.07 |  | New | 324722 | SUPPORT LAYOUT
250x250x10 |  | New | 324723 | SUPPORT LAYOUT
Member HEA-120 x 1939.32 |  | New | 324725 | SUPPORT LAYOUT
250x250x10 |  | New | 324727 | SUPPORT LAYOUT
350x350x50 |  | New | 324729 | SUPPORT LAYOUT
250x250x10 |  | New | 324730 | SUPPORT LAYOUT
350x350x50 |  | New | 324731 | SUPPORT LAYOUT
250x250x10 |  | New | 324734 | SUPPORT LAYOUT
350x350x50 |  | New | 324736 | SUPPORT LAYOUT
250x250x10 |  | New | 324738 | SUPPORT LAYOUT
350x350x50 |  | New | 324739 | SUPPORT LAYOUT
Member HEA-120 x 300 |  | New | 324740 | SUPPORT LAYOUT
Member HEA-120 x 1200 |  | New | 324742 | SUPPORT LAYOUT
Member HEA-120 x 434.884 |  | New | 324743 | SUPPORT LAYOUT
250x250x10 |  | New | 324748 | SUPPORT LAYOUT
Member HEA-120 x 300 |  | New | 324750 | SUPPORT LAYOUT
Member HEA-120 x 655.717 |  | New | 324751 | SUPPORT LAYOUT
Member HEA-120 x 450 |  | New | 324754 | SUPPORT LAYOUT
350x350x50 |  | New | 324760 | SUPPORT LAYOUT
Member HEA-120 x 1951.3 |  | New | 324762 | SUPPORT LAYOUT
Member HEA-120 x 2485.57 |  | New | 324763 | SUPPORT LAYOUT
350x350x50 |  | New | 324766 | SUPPORT LAYOUT
Member HEA-120 x 2510.57 |  | New | 324768 | SUPPORT LAYOUT
250x250x10 |  | New | 324769 | SUPPORT LAYOUT
350x350x50 |  | New | 324774 | SUPPORT LAYOUT
350x350x50 |  | New | 324775 | SUPPORT LAYOUT
250x250x10 |  | New | 324777 | SUPPORT LAYOUT
250x250x10 |  | New | 324780 | SUPPORT LAYOUT
250x250x10 |  | New | 324782 | SUPPORT LAYOUT
250x250x10 |  | New | 324783 | SUPPORT LAYOUT
Member HEA-120 x 300 |  | New | 324786 | SUPPORT LAYOUT
Member HEA-120 x 1200 |  | New | 324787 | SUPPORT LAYOUT
250x250x10 |  | New | 324788 | SUPPORT LAYOUT
Member HEA-120 x 575 |  | New | 324791 | SUPPORT LAYOUT
Member HEA-120 x 1200 |  | New | 324792 | SUPPORT LAYOUT
350x350x50 |  | New | 324796 | SUPPORT LAYOUT
Member HEA-120 x 2442.85 |  | New | 324801 | SUPPORT LAYOUT
Member HEA-120 x 300 |  | New | 324802 | SUPPORT LAYOUT
250x250x10 |  | New | 324803 | SUPPORT LAYOUT
350x350x50 |  | New | 324804 | SUPPORT LAYOUT
350x350x50 |  | New | 324806 | SUPPORT LAYOUT
250x250x10 |  | New | 324808 | SUPPORT LAYOUT
Member HEA-120 x 958 |  | New | 324810 | SUPPORT LAYOUT
250x250x10 |  | New | 324811 | SUPPORT LAYOUT
Member HEA-120 x 450 |  | New | 324812 | SUPPORT LAYOUT
Member HEA-120 x 450 |  | New | 324813 | SUPPORT LAYOUT
350x350x50 |  | New | 324816 | SUPPORT LAYOUT
350x350x50 |  | New | 324817 | SUPPORT LAYOUT
Member HEA-120 x 450 |  | New | 324819 | SUPPORT LAYOUT
Member L3x3x1/4 x 206.662 |  | New | 324821 | SUPPORT LAYOUT
Member HEA-120 x 1945.98 |  | New | 324825 | SUPPORT LAYOUT
250x250x10 |  | New | 324827 | SUPPORT LAYOUT
250x250x10 |  | New | 324828 | SUPPORT LAYOUT
250x250x10 |  | New | 324835 | SUPPORT LAYOUT
250x250x10 |  | New | 324837 | SUPPORT LAYOUT
350x350x50 |  | New | 324839 | SUPPORT LAYOUT
Member HEA-120 x 300 |  | New | 324841 | SUPPORT LAYOUT
Member HEA-120 x 942.6 |  | New | 324844 | SUPPORT LAYOUT
Member HEA-120 x 300 |  | New | 324846 | SUPPORT LAYOUT
250x250x10 |  | New | 324849 | SUPPORT LAYOUT
350x350x50 |  | New | 324850 | SUPPORT LAYOUT
Member HEA-120 x 2465.35 |  | New | 324851 | SUPPORT LAYOUT
250x250x10 |  | New | 324858 | SUPPORT LAYOUT
Member HEA-120 x 450 |  | New | 324860 | SUPPORT LAYOUT
350x350x50 |  | New | 324862 | SUPPORT LAYOUT
350x350x50 |  | New | 324864 | SUPPORT LAYOUT
Member HEA-120 x 1493.26 |  | New | 324866 | SUPPORT LAYOUT
250x250x10 |  | New | 324867 | SUPPORT LAYOUT
350x350x50 |  | New | 324868 | SUPPORT LAYOUT
250x250x10 |  | New | 324872 | SUPPORT LAYOUT
Member HEA-120 x 300 |  | New | 324874 | SUPPORT LAYOUT
Member HEA-120 x 655.717 |  | New | 324879 | SUPPORT LAYOUT
350x350x50 |  | New | 324880 | SUPPORT LAYOUT
Member HEA-120 x 958 |  | New | 324881 | SUPPORT LAYOUT
250x250x10 |  | New | 324882 | SUPPORT LAYOUT
250x250x10 |  | New | 324883 | SUPPORT LAYOUT
Member L3x3x1/4 x 206.662 |  | New | 324885 | SUPPORT LAYOUT
350x350x50 |  | New | 324887 | SUPPORT LAYOUT
250x250x10 |  | New | 324893 | SUPPORT LAYOUT
350x350x50 |  | New | 324894 | SUPPORT LAYOUT
350x350x50 |  | New | 324899 | SUPPORT LAYOUT
250x250x10 |  | New | 324902 | SUPPORT LAYOUT
250x250x10 |  | New | 324905 | SUPPORT LAYOUT
250x250x10 |  | New | 324908 | SUPPORT LAYOUT
Member HEA-120 x 1948.64 |  | New | 324910 | SUPPORT LAYOUT
350x350x50 |  | New | 324914 | SUPPORT LAYOUT
250x250x10 |  | New | 324917 | SUPPORT LAYOUT
Member HEA-120 x 300 |  | New | 324918 | SUPPORT LAYOUT
Member HEA-120 x 2506.22 |  | New | 324922 | SUPPORT LAYOUT
Member HEA-120 x 358 |  | New | 324928 | SUPPORT LAYOUT
Member HEA-120 x 300 |  | New | 324929 | SUPPORT LAYOUT
350x350x50 |  | New | 324930 | SUPPORT LAYOUT
250x250x10 |  | New | 324931 | SUPPORT LAYOUT
250x250x10 |  | New | 324933 | SUPPORT LAYOUT
250x250x10 |  | New | 324939 | SUPPORT LAYOUT
350x350x50 |  | New | 324940 | SUPPORT LAYOUT
250x250x10 |  | New | 324941 | SUPPORT LAYOUT
250x250x10 |  | New | 324944 | SUPPORT LAYOUT
250x250x10 |  | New | 324945 | SUPPORT LAYOUT
250x250x10 |  | New | 324949 | SUPPORT LAYOUT
350x350x50 |  | New | 324950 | SUPPORT LAYOUT
Member HEA-120 x 300 |  | New | 324952 | SUPPORT LAYOUT
Member HEA-120 x 2450.35 |  | New | 324955 | SUPPORT LAYOUT
Member HEA-120 x 1200 |  | New | 324957 | SUPPORT LAYOUT
350x350x50 |  | New | 324962 | SUPPORT LAYOUT
250x250x10 |  | New | 324963 | SUPPORT LAYOUT
350x350x50 |  | New | 324970 | SUPPORT LAYOUT
Member HEA-120 x 450 |  | New | 324973 | SUPPORT LAYOUT
Member HEA-120 x 1938.15 |  | New | 324974 | SUPPORT LAYOUT
Member HEA-120 x 655.717 |  | New | 324975 | SUPPORT LAYOUT
Member HEA-120 x 300 |  | New | 324976 | SUPPORT LAYOUT
250x250x10 |  | New | 324977 | SUPPORT LAYOUT
Member L3x3x1/4 x 206.662 |  | New | 324978 | SUPPORT LAYOUT
350x350x50 |  | New | 324980 | SUPPORT LAYOUT
Member L-75x7 x 1436 |  | New | 324981 | SUPPORT LAYOUT
250x250x10 |  | New | 324982 | SUPPORT LAYOUT
Member HEA-120 x 450 |  | New | 324983 | SUPPORT LAYOUT
250x250x10 |  | New | 324985 | SUPPORT LAYOUT
Member HEA-120 x 493.151 |  | New | 324986 | SUPPORT LAYOUT
350x350x50 |  | New | 324988 | SUPPORT LAYOUT
250x250x10 |  | New | 324989 | SUPPORT LAYOUT
Member HEA-120 x 434.884 |  | New | 324996 | SUPPORT LAYOUT
350x350x50 |  | New | 324997 | SUPPORT LAYOUT
Member HEA-120 x 2712 |  | New | 324998 | SUPPORT LAYOUT
250x250x10 |  | New | 325001 | SUPPORT LAYOUT
Member HEA-120 x 1924.65 |  | New | 325003 | SUPPORT LAYOUT
Member HEA-120 x 2662 |  | New | 325010 | SUPPORT LAYOUT
350x350x50 |  | New | 325012 | SUPPORT LAYOUT
250x250x10 |  | New | 325013 | SUPPORT LAYOUT
350x350x50 |  | New | 325017 | SUPPORT LAYOUT
350x350x50 |  | New | 325019 | SUPPORT LAYOUT
350x350x50 |  | New | 325020 | SUPPORT LAYOUT
350x350x50 |  | New | 325021 | SUPPORT LAYOUT
Member HEA-120 x 300 |  | New | 325022 | SUPPORT LAYOUT
250x250x10 |  | New | 325024 | SUPPORT LAYOUT
Member HEA-120 x 450 |  | New | 325025 | SUPPORT LAYOUT
350x350x50 |  | New | 325026 | SUPPORT LAYOUT
Member HEA-120 x 805.717 |  | New | 325027 | SUPPORT LAYOUT
Member HEA-120 x 1200 |  | New | 325030 | SUPPORT LAYOUT
350x350x50 |  | New | 325032 | SUPPORT LAYOUT
Member HEA-120 x 300 |  | New | 325034 | SUPPORT LAYOUT
Member HEA-120 x 1200 |  | New | 325036 | SUPPORT LAYOUT
Member HEA-120 x 655.717 |  | New | 325037 | SUPPORT LAYOUT
250x250x10 |  | New | 325040 | SUPPORT LAYOUT
Member HEA-120 x 450 |  | New | 325042 | SUPPORT LAYOUT
350x350x50 |  | New | 325048 | SUPPORT LAYOUT
Member HEA-120 x 450 |  | New | 325052 | SUPPORT LAYOUT
Member HEA-120 x 591.363 |  | New | 325055 | SUPPORT LAYOUT
250x250x10 |  | New | 325057 | SUPPORT LAYOUT
Member HEA-120 x 1200 |  | New | 325058 | SUPPORT LAYOUT
350x350x50 |  | New | 325060 | SUPPORT LAYOUT
250x250x10 |  | New | 325063 | SUPPORT LAYOUT
Member HEA-120 x 591.363 |  | New | 325066 | SUPPORT LAYOUT
Member HEA-120 x 2573.07 |  | New | 325072 | SUPPORT LAYOUT
350x350x50 |  | New | 325073 | SUPPORT LAYOUT
350x350x50 |  | New | 325074 | SUPPORT LAYOUT
Member HEA-120 x 1200 |  | New | 325075 | SUPPORT LAYOUT
Member HEA-120 x 450 |  | New | 325076 | SUPPORT LAYOUT
Member HEA-120 x 2498.72 |  | New | 325077 | SUPPORT LAYOUT
Member HEA-120 x 450 |  | New | 325078 | SUPPORT LAYOUT
Member HEA-120 x 2536.22 |  | New | 325079 | SUPPORT LAYOUT
Member HEA-120 x 450 |  | New | 325080 | SUPPORT LAYOUT
Member HEA-120 x 300 |  | New | 325081 | SUPPORT LAYOUT
Member HEA-120 x 1941.98 |  | New | 325082 | SUPPORT LAYOUT
Member HEA-120 x 300 |  | New | 325083 | SUPPORT LAYOUT
250x250x10 |  | New | 325084 | SUPPORT LAYOUT
Member HEA-120 x 600 |  | New | 325085 | SUPPORT LAYOUT
350x350x50 |  | New | 325087 | SUPPORT LAYOUT
250x250x10 |  | New | 325088 | SUPPORT LAYOUT
350x350x50 |  | New | 325095 | SUPPORT LAYOUT
Member HEA-120 x 300 |  | New | 325096 | SUPPORT LAYOUT
Member HEA-120 x 1949.97 |  | New | 325110 | SUPPORT LAYOUT
Member HEA-120 x 2623.07 |  | New | 325112 | SUPPORT LAYOUT
350x350x50 |  | New | 325114 | SUPPORT LAYOUT
350x350x50 |  | New | 325115 | SUPPORT LAYOUT
250x250x10 |  | New | 325116 | SUPPORT LAYOUT
250x250x10 |  | New | 325117 | SUPPORT LAYOUT
Member HEA-120 x 450 |  | New | 325118 | SUPPORT LAYOUT
350x350x50 |  | New | 325121 | SUPPORT LAYOUT
250x250x10 |  | New | 325122 | SUPPORT LAYOUT
350x350x50 |  | New | 325123 | SUPPORT LAYOUT
Member HEA-120 x 655.717 |  | New | 325125 | SUPPORT LAYOUT
250x250x10 |  | New | 325131 | SUPPORT LAYOUT
Member HEA-120 x 300 |  | New | 325137 | SUPPORT LAYOUT
Member HEA-120 x 942.734 |  | New | 325138 | SUPPORT LAYOUT
250x250x10 |  | New | 325140 | SUPPORT LAYOUT
250x250x10 |  | New | 325143 | SUPPORT LAYOUT
250x250x10 |  | New | 325146 | SUPPORT LAYOUT
250x250x10 |  | New | 325147 | SUPPORT LAYOUT
350x350x50 |  | New | 325149 | SUPPORT LAYOUT
Member HEA-120 x 2558.72 |  | New | 325153 | SUPPORT LAYOUT
Member HEA-120 x 300 |  | New | 325160 | SUPPORT LAYOUT
250x250x10 |  | New | 325161 | SUPPORT LAYOUT
350x350x50 |  | New | 325162 | SUPPORT LAYOUT
Member HEA-120 x 300 |  | New | 325164 | SUPPORT LAYOUT
Member HEA-120 x 300 |  | New | 325165 | SUPPORT LAYOUT
250x250x10 |  | New | 325166 | SUPPORT LAYOUT
350x350x50 |  | New | 325168 | SUPPORT LAYOUT
350x350x50 |  | New | 325170 | SUPPORT LAYOUT
350x350x50 |  | New | 325177 | SUPPORT LAYOUT
350x350x50 |  | New | 325182 | SUPPORT LAYOUT
250x250x10 |  | New | 325186 | SUPPORT LAYOUT
350x350x50 |  | New | 325189 | SUPPORT LAYOUT
250x250x10 |  | New | 325193 | SUPPORT LAYOUT
350x350x50 |  | New | 325194 | SUPPORT LAYOUT
250x250x10 |  | New | 325197 | SUPPORT LAYOUT
250x250x10 |  | New | 325198 | SUPPORT LAYOUT
Member HEA-120 x 2551.22 |  | New | 325206 | SUPPORT LAYOUT
350x350x50 |  | New | 325207 | SUPPORT LAYOUT
350x350x50 |  | New | 325210 | SUPPORT LAYOUT
Member HEA-120 x 300 |  | New | 325211 | SUPPORT LAYOUT
350x350x50 |  | New | 325214 | SUPPORT LAYOUT
350x350x50 |  | New | 325215 | SUPPORT LAYOUT
Member HEA-120 x 942.734 |  | New | 325221 | SUPPORT LAYOUT
350x350x50 |  | New | 325224 | SUPPORT LAYOUT
Member HEA-120 x 300 |  | New | 325225 | SUPPORT LAYOUT
Member HEA-120 x 300 |  | New | 325226 | SUPPORT LAYOUT
350x350x50 |  | New | 325229 | SUPPORT LAYOUT
Member HEA-120 x 2487.85 |  | New | 325231 | SUPPORT LAYOUT
250x250x10 |  | New | 325237 | SUPPORT LAYOUT
Member HEA-120 x 1937.99 |  | New | 325238 | SUPPORT LAYOUT
Member HEA-120 x 2472.85 |  | New | 325239 | SUPPORT LAYOUT
250x250x10 |  | New | 325240 | SUPPORT LAYOUT
Member HEA-120 x 434.884 |  | New | 325244 | SUPPORT LAYOUT
350x350x50 |  | New | 325246 | SUPPORT LAYOUT
Member HEA-120 x 3101.06 |  | New | 325248 | SUPPORT LAYOUT
Member HEA-120 x 2674.5 |  | New | 325249 | SUPPORT LAYOUT
Member HEA-120 x 2480.35 |  | New | 325252 | SUPPORT LAYOUT
Member HEA-120 x 958 |  | New | 325254 | SUPPORT LAYOUT
350x350x50 |  | New | 325261 | SUPPORT LAYOUT
250x250x10 |  | New | 325262 | SUPPORT LAYOUT
350x350x50 |  | New | 325264 | SUPPORT LAYOUT
350x350x50 |  | New | 325265 | SUPPORT LAYOUT
250x250x10 |  | New | 325266 | SUPPORT LAYOUT
Member HEA-120 x 2528.72 |  | New | 325267 | SUPPORT LAYOUT
250x250x10 |  | New | 325268 | SUPPORT LAYOUT
350x350x50 |  | New | 325269 | SUPPORT LAYOUT
Member HEA-120 x 300 |  | New | 325270 | SUPPORT LAYOUT
Member HEA-120 x 2473.07 |  | New | 325274 | SUPPORT LAYOUT
Member HEA-120 x 1947.31 |  | New | 325275 | SUPPORT LAYOUT
350x350x50 |  | New | 325276 | SUPPORT LAYOUT
350x350x50 |  | New | 325279 | SUPPORT LAYOUT
350x350x50 |  | New | 325280 | SUPPORT LAYOUT
250x250x10 |  | New | 325282 | SUPPORT LAYOUT
350x350x50 |  | New | 325283 | SUPPORT LAYOUT
350x350x50 |  | New | 325284 | SUPPORT LAYOUT
250x250x10 |  | New | 325285 | SUPPORT LAYOUT
Member HEA-120 x 591.363 |  | New | 325286 | SUPPORT LAYOUT
Member HEA-120 x 300 |  | New | 325287 | SUPPORT LAYOUT
350x350x50 |  | New | 325288 | SUPPORT LAYOUT
350x350x50 |  | New | 325290 | SUPPORT LAYOUT
Member HEA-120 x 450 |  | New | 325291 | SUPPORT LAYOUT
250x250x10 |  | New | 325294 | SUPPORT LAYOUT
Member HEA-120 x 2535.57 |  | New | 325296 | SUPPORT LAYOUT
350x350x50 |  | New | 325297 | SUPPORT LAYOUT
350x350x50 |  | New | 325299 | SUPPORT LAYOUT
Member HEA-120 x 1533 |  | New | 325304 | SUPPORT LAYOUT
Member HEA-120 x 2610.57 |  | New | 325308 | SUPPORT LAYOUT
350x350x50 |  | New | 325309 | SUPPORT LAYOUT
250x250x10 |  | New | 325311 | SUPPORT LAYOUT
350x350x50 |  | New | 325313 | SUPPORT LAYOUT
250x250x10 |  | New | 325314 | SUPPORT LAYOUT
350x350x50 |  | New | 325316 | SUPPORT LAYOUT
Member HEA-120 x 2588.72 |  | New | 325319 | SUPPORT LAYOUT
350x350x50 |  | New | 325320 | SUPPORT LAYOUT
350x350x50 |  | New | 325321 | SUPPORT LAYOUT
350x350x50 |  | New | 325322 | SUPPORT LAYOUT
250x250x10 |  | New | 325323 | SUPPORT LAYOUT
350x350x50 |  | New | 325324 | SUPPORT LAYOUT
250x250x10 |  | New | 325328 | SUPPORT LAYOUT
250x250x10 |  | New | 325330 | SUPPORT LAYOUT
Member HEA-120 x 300 |  | New | 325331 | SUPPORT LAYOUT
Member L3x3x1/4 x 206.662 |  | New | 325332 | SUPPORT LAYOUT
Member HEA-120 x 300 |  | New | 325335 | SUPPORT LAYOUT
Member HEA-120 x 450 |  | New | 325337 | SUPPORT LAYOUT
Member HEA-120 x 300 |  | New | 325339 | SUPPORT LAYOUT
Member HEA-120 x 2521.22 |  | New | 325340 | SUPPORT LAYOUT
Member HEA-120 x 450 |  | New | 325343 | SUPPORT LAYOUT
Member HEA-120 x 1057.55 |  | New | 325344 | SUPPORT LAYOUT
Member HEA-120 x 942.734 |  | New | 325346 | SUPPORT LAYOUT
350x350x50 |  | New | 325350 | SUPPORT LAYOUT
250x250x10 |  | New | 325351 | SUPPORT LAYOUT
Member HEA-120 x 1200 |  | New | 325352 | SUPPORT LAYOUT
Member HEA-120 x 942.734 |  | New | 325355 | SUPPORT LAYOUT
Member HEA-120 x 300 |  | New | 325361 | SUPPORT LAYOUT
350x350x50 |  | New | 325362 | SUPPORT LAYOUT
350x350x50 |  | New | 325363 | SUPPORT LAYOUT
250x250x10 |  | New | 325364 | SUPPORT LAYOUT
Member HEA-120 x 942.734 |  | New | 325365 | SUPPORT LAYOUT
250x250x10 |  | New | 325367 | SUPPORT LAYOUT
250x250x10 |  | New | 325368 | SUPPORT LAYOUT
Member L3x3x1/4 x 206.662 |  | New | 325370 | SUPPORT LAYOUT
250x250x10 |  | New | 325374 | SUPPORT LAYOUT
250x250x10 |  | New | 325376 | SUPPORT LAYOUT
250x250x10 |  | New | 325377 | SUPPORT LAYOUT
350x350x50 |  | New | 325379 | SUPPORT LAYOUT
Member HEA-120 x 300 |  | New | 325380 | SUPPORT LAYOUT
Member HEA-120 x 2774.49 |  | New | 325382 | SUPPORT LAYOUT
Member HEA-120 x 1533 |  | New | 325384 | SUPPORT LAYOUT
Member HEA-120 x 2737 |  | New | 325385 | SUPPORT LAYOUT
250x250x10 |  | New | 325387 | SUPPORT LAYOUT
Member HEA-120 x 1940.65 |  | New | 325388 | SUPPORT LAYOUT
250x250x10 |  | New | 325390 | SUPPORT LAYOUT
Member HEA-120 x 300 |  | New | 325393 | SUPPORT LAYOUT
350x350x50 |  | New | 325399 | SUPPORT LAYOUT
Member HEA-120 x 2635.57 |  | New | 325404 | SUPPORT LAYOUT
Member HEA-120 x 1329.16 |  | New | 325643 | SKID MEDICION
Member HEA-120 x 1329.16 |  | New | 325758 | SKID MEDICION
Member HEA-120 x 1329.16 |  | New | 325821 | SKID MEDICION
Member HEA-120 x 781.798 |  | New | 325841 | SKID MEDICION
Member HEA-120 x 5260.39 |  | New | 325844 | SKID MEDICION
Member HEA-120 x 1329.16 |  | New | 325884 | SKID MEDICION
Member HEA-120 x 1329.16 |  | New | 325967 | SKID MEDICION
250x250x10 |  | New | 345008 | SUPPORT LAYOUT
350x350x50 |  | New | 345010 | SUPPORT LAYOUT
Member HEA-120 x 300 |  | New | 345012 | SUPPORT LAYOUT
250x250x10 |  | New | 345032 | SUPPORT LAYOUT
350x350x50 |  | New | 345034 | SUPPORT LAYOUT
Member HEA-120 x 493.151 |  | New | 345036 | SUPPORT LAYOUT
Member HEA-120 x 1961.75 |  | New | 357644 | SUPPORT LAYOUT
Member HEA-120 x 300 |  | New | 357648 | SUPPORT LAYOUT
Member HEA-120 x 1954.66 |  | New | 357650 | SUPPORT LAYOUT
Member HEA-120 x 300 |  | New | 357652 | SUPPORT LAYOUT
Member HEA-120 x 1947.58 |  | New | 357654 | SUPPORT LAYOUT
Member HEA-120 x 300 |  | New | 357656 | SUPPORT LAYOUT
Member HEA-120 x 942.6 |  | New | 357658 | SUPPORT LAYOUT
Member HEA-120 x 942.6 |  | New | 357660 | SUPPORT LAYOUT
Member HEA-120 x 300 |  | New | 357927 | SUPPORT LAYOUT
Member HEA-120 x 300 |  | New | 357929 | SUPPORT LAYOUT
250x250x10 |  | New | 360902 | SUPPORT LAYOUT
Member HEA-120 x 597.047 |  | New | 360904 | SUPPORT LAYOUT
350x350x50 |  | New | 360906 | SUPPORT LAYOUT
Member L-75x7 x 300 |  | New | 360921 | SUPPORT LAYOUT
Member L-75x7 x 300 |  | New | 360923 | SUPPORT LAYOUT
250x250x10 |  | New | 363733 | SUPPORT LAYOUT
350x350x50 |  | New | 363735 | SUPPORT LAYOUT
Member HEA-120 x 257.048 |  | New | 363737 | SUPPORT LAYOUT
Member HEA-120 x 434.884 |  | New | 363739 | SUPPORT LAYOUT
250x250x10 |  | New | 363864 | SUPPORT LAYOUT
Member HEA-120 x 597.047 |  | New | 363866 | SUPPORT LAYOUT
350x350x50 |  | New | 363868 | SUPPORT LAYOUT
Member L-75x7 x 300 |  | New | 363870 | SUPPORT LAYOUT
Member L-75x7 x 300 |  | New | 363872 | SUPPORT LAYOUT
Member HEA-120 x 2300.79 |  | New | 363878 | SUPPORT LAYOUT
Member HEA-120 x 298.575 |  | New | 363880 | SUPPORT LAYOUT
Member HEA-120 x 958 |  | New | 366303 | SUPPORT LAYOUT
250x250x10 |  | New | 366305 | SUPPORT LAYOUT
350x350x50 |  | New | 366307 | SUPPORT LAYOUT
Member IPE-200 x 12151.5 |  | New | 373325 | RACK PRINCIPAL
Member IPE-200 x 2942.4 |  | New | 373327 | RACK PRINCIPAL
Member IPE-200 x 12151.5 |  | New | 373329 | RACK PRINCIPAL
Member IPE-200 x 2942.4 |  | New | 373331 | RACK PRINCIPAL
Member IPE-200 x 12151.5 |  | New | 373556
Member IPE-200 x 2942.4 |  | New | 373558
Member IPE-200 x 12151.5 |  | New | 373564
Member IPE-200 x 2942.4 |  | New | 373566
1100 |  | New | 373803
1100 |  | New | 373811
1100 |  | New | 373813
1100 |  | New | 373815
1100 |  | New | 373817
1100 |  | New | 373819
1100 |  | New | 373821
1100 |  | New | 373823
1100 |  | New | 373825
1100 |  | New | 373827
1100 |  | New | 373829
250x250x10 |  | New | 385103 | SUPPORT LAYOUT
350x350x50 |  | New | 385105 | SUPPORT LAYOUT
Member HEA-120 x 300 |  | New | 385107 | SUPPORT LAYOUT
250x250x10 |  | New | 385109 | SUPPORT LAYOUT
350x350x50 |  | New | 385111 | SUPPORT LAYOUT
Member HEA-120 x 300 |  | New | 385113 | SUPPORT LAYOUT
Member IPE-200 x 12151.5 |  | New | 385863 | RACK PRINCIPAL
Member IPE-200 x 2942.4 |  | New | 385865 | RACK PRINCIPAL
Member IPE-200 x 12151.5 |  | New | 385867 | RACK PRINCIPAL
Member IPE-200 x 2942.4 |  | New | 385869 | RACK PRINCIPAL
Member IPE-200 x 12151.5 |  | New | 385892 | RACK PRINCIPAL
Member IPE-200 x 2942.4 |  | New | 385894 | RACK PRINCIPAL
Member IPE-200 x 12151.5 |  | New | 385896 | RACK PRINCIPAL
Member IPE-200 x 2942.4 |  | New | 385898 | RACK PRINCIPAL
Member IPE-200 x 12151.5 |  | New | 386022 | RACK PRINCIPAL
Member IPE-200 x 2942.4 |  | New | 386024 | RACK PRINCIPAL
Member IPE-200 x 12151.5 |  | New | 386026 | RACK PRINCIPAL
Member IPE-200 x 2942.4 |  | New | 386028 | RACK PRINCIPAL
Member HEA-120 x 5260.39 |  | New | 391527 | SKID MEDICION